## WTD
Province_Territory | Project Name | Total Project Capacity (MW) | Turbine Identifier | Turbine Number | Number of Turbines in Project | Turbine Rated Capacity (kW) | Rotor Diameter (m) | Hub Height (m) | Manufacturer | Model | Commissioning | Latitude | Longitude | Notes
Alberta | Ardenville Wind Farm | 69 | AWF1 | 1 | 23 | 3000 | 90 | 80 | Vestas | V90-3.0 | 2010 | 49.5488 | -113.4393
Alberta | Ardenville Wind Farm | 69 | AWF2 | 2 | 23 | 3000 | 90 | 80 | Vestas | V90-3.0 | 2010 | 49.5462 | -113.441
Alberta | Ardenville Wind Farm | 69 | AWF3 | 3 | 23 | 3000 | 90 | 80 | Vestas | V90-3.0 | 2010 | 49.5523 | -113.426
Alberta | Ardenville Wind Farm | 69 | AWF4 | 4 | 23 | 3000 | 90 | 80 | Vestas | V90-3.0 | 2010 | 49.5499 | -113.4274
Alberta | Ardenville Wind Farm | 69 | AWF5 | 5 | 23 | 3000 | 90 | 80 | Vestas | V90-3.0 | 2010 | 49.5476 | -113.4298
Alberta | Ardenville Wind Farm | 69 | AWF6 | 6 | 23 | 3000 | 90 | 80 | Vestas | V90-3.0 | 2010 | 49.5448 | -113.4316
Alberta | Ardenville Wind Farm | 69 | AWF7 | 7 | 23 | 3000 | 90 | 80 | Vestas | V90-3.0 | 2010 | 49.5425 | -113.433
Alberta | Ardenville Wind Farm | 69 | AWF8 | 8 | 23 | 3000 | 90 | 80 | Vestas | V90-3.0 | 2010 | 49.54 | -113.4379
Alberta | Ardenville Wind Farm | 69 | AWF9 | 9 | 23 | 3000 | 90 | 80 | Vestas | V90-3.0 | 2010 | 49.5375 | -113.4391
Alberta | Ardenville Wind Farm | 69 | AWF10 | 10 | 23 | 3000 | 90 | 80 | Vestas | V90-3.0 | 2010 | 49.5352 | -113.4404
Alberta | Ardenville Wind Farm | 69 | AWF11 | 11 | 23 | 3000 | 90 | 80 | Vestas | V90-3.0 | 2010 | 49.533 | -113.437
Alberta | Ardenville Wind Farm | 69 | AWF12 | 12 | 23 | 3000 | 90 | 80 | Vestas | V90-3.0 | 2010 | 49.5307 | -113.4385
Alberta | Ardenville Wind Farm | 69 | AWF13 | 13 | 23 | 3000 | 90 | 80 | Vestas | V90-3.0 | 2010 | 49.532 | -113.4137
Alberta | Ardenville Wind Farm | 69 | AWF14 | 14 | 23 | 3000 | 90 | 80 | Vestas | V90-3.0 | 2010 | 49.5346 | -113.4202
Alberta | Ardenville Wind Farm | 69 | AWF15 | 15 | 23 | 3000 | 90 | 80 | Vestas | V90-3.0 | 2010 | 49.5662 | -113.4214
Alberta | Ardenville Wind Farm | 69 | AWF16 | 16 | 23 | 3000 | 90 | 80 | Vestas | V90-3.0 | 2010 | 49.5683 | -113.4275
Alberta | Ardenville Wind Farm | 69 | AWF17 | 17 | 23 | 3000 | 90 | 80 | Vestas | V90-3.0 | 2010 | 49.5705 | -113.4326
Alberta | Ardenville Wind Farm | 69 | AWF18 | 18 | 23 | 3000 | 90 | 80 | Vestas | V90-3.0 | 2010 | 49.5715 | -113.4462
Alberta | Ardenville Wind Farm | 69 | AWF19 | 19 | 23 | 3000 | 90 | 80 | Vestas | V90-3.0 | 2010 | 49.565 | -113.4461
Alberta | Ardenville Wind Farm | 69 | AWF20 | 20 | 23 | 3000 | 90 | 80 | Vestas | V90-3.0 | 2010 | 49.5627 | -113.4465
Alberta | Ardenville Wind Farm | 69 | AWF21 | 21 | 23 | 3000 | 90 | 80 | Vestas | V90-3.0 | 2010 | 49.5897 | -113.4239
Alberta | Ardenville Wind Farm | 69 | AWF22 | 22 | 23 | 3000 | 90 | 80 | Vestas | V90-3.0 | 2010 | 49.5882 | -113.4184
Alberta | Ardenville Wind Farm | 69 | AWF23 | 23 | 23 | 3000 | 90 | 80 | Vestas | V90-3.0 | 2010 | 49.5855 | -113.4164
Alberta | Blackspring Ridge Wind | 298.8 | BRW1 | 1 | 166 | 1800 | 100 | 80 | Vestas | V100-1.8 | 2014 | 50.2064 | -112.9142
Alberta | Blackspring Ridge Wind | 298.8 | BRW2 | 2 | 166 | 1800 | 100 | 80 | Vestas | V100-1.8 | 2014 | 50.2035 | -112.9102
Alberta | Blackspring Ridge Wind | 298.8 | BRW3 | 3 | 166 | 1800 | 100 | 80 | Vestas | V100-1.8 | 2014 | 50.2022 | -112.9037
Alberta | Blackspring Ridge Wind | 298.8 | BRW4 | 4 | 166 | 1800 | 100 | 80 | Vestas | V100-1.8 | 2014 | 50.2005 | -112.8986
Alberta | Blackspring Ridge Wind | 298.8 | BRW5 | 5 | 166 | 1800 | 100 | 80 | Vestas | V100-1.8 | 2014 | 50.1976 | -112.896
Alberta | Blackspring Ridge Wind | 298.8 | BRW6 | 6 | 166 | 1800 | 100 | 80 | Vestas | V100-1.8 | 2014 | 50.1948 | -112.8919
Alberta | Blackspring Ridge Wind | 298.8 | BRW7 | 7 | 166 | 1800 | 100 | 80 | Vestas | V100-1.8 | 2014 | 50.1992 | -112.9259
Alberta | Blackspring Ridge Wind | 298.8 | BRW8 | 8 | 166 | 1800 | 100 | 80 | Vestas | V100-1.8 | 2014 | 50.1965 | -112.9228
Alberta | Blackspring Ridge Wind | 298.8 | BRW9 | 9 | 166 | 1800 | 100 | 80 | Vestas | V100-1.8 | 2014 | 50.1938 | -112.9201
Alberta | Blackspring Ridge Wind | 298.8 | BRW10 | 10 | 166 | 1800 | 100 | 80 | Vestas | V100-1.8 | 2014 | 50.1906 | -112.9367
Alberta | Blackspring Ridge Wind | 298.8 | BRW11 | 11 | 166 | 1800 | 100 | 80 | Vestas | V100-1.8 | 2014 | 50.1877 | -112.9327
Alberta | Blackspring Ridge Wind | 298.8 | BRW12 | 12 | 166 | 1800 | 100 | 80 | Vestas | V100-1.8 | 2014 | 50.1854 | -112.9286
Alberta | Blackspring Ridge Wind | 298.8 | BRW13 | 13 | 166 | 1800 | 100 | 80 | Vestas | V100-1.8 | 2014 | 50.1845 | -112.9103
Alberta | Blackspring Ridge Wind | 298.8 | BRW14 | 14 | 166 | 1800 | 100 | 80 | Vestas | V100-1.8 | 2014 | 50.1817 | -112.9059
Alberta | Blackspring Ridge Wind | 298.8 | BRW15 | 15 | 166 | 1800 | 100 | 80 | Vestas | V100-1.8 | 2014 | 50.1772 | -112.9039
Alberta | Blackspring Ridge Wind | 298.8 | BRW16 | 16 | 166 | 1800 | 100 | 80 | Vestas | V100-1.8 | 2014 | 50.1744 | -112.9
Alberta | Blackspring Ridge Wind | 298.8 | BRW17 | 17 | 166 | 1800 | 100 | 80 | Vestas | V100-1.8 | 2014 | 50.172 | -112.896
Alberta | Blackspring Ridge Wind | 298.8 | BRW18 | 18 | 166 | 1800 | 100 | 80 | Vestas | V100-1.8 | 2014 | 50.1753 | -112.9479
Alberta | Blackspring Ridge Wind | 298.8 | BRW19 | 19 | 166 | 1800 | 100 | 80 | Vestas | V100-1.8 | 2014 | 50.1729 | -112.944
Alberta | Blackspring Ridge Wind | 298.8 | BRW20 | 20 | 166 | 1800 | 100 | 80 | Vestas | V100-1.8 | 2014 | 50.1706 | -112.9401
Alberta | Blackspring Ridge Wind | 298.8 | BRW21 | 21 | 166 | 1800 | 100 | 80 | Vestas | V100-1.8 | 2014 | 50.1619 | -112.9041
Alberta | Blackspring Ridge Wind | 298.8 | BRW22 | 22 | 166 | 1800 | 100 | 80 | Vestas | V100-1.8 | 2014 | 50.1593 | -112.8996
Alberta | Blackspring Ridge Wind | 298.8 | BRW23 | 23 | 166 | 1800 | 100 | 80 | Vestas | V100-1.8 | 2014 | 50.1651 | -112.9676
Alberta | Blackspring Ridge Wind | 298.8 | BRW24 | 24 | 166 | 1800 | 100 | 80 | Vestas | V100-1.8 | 2014 | 50.1623 | -112.9632
Alberta | Blackspring Ridge Wind | 298.8 | BRW25 | 25 | 166 | 1800 | 100 | 80 | Vestas | V100-1.8 | 2014 | 50.1596 | -112.9589
Alberta | Blackspring Ridge Wind | 298.8 | BRW26 | 26 | 166 | 1800 | 100 | 80 | Vestas | V100-1.8 | 2014 | 50.1578 | -112.9542
Alberta | Blackspring Ridge Wind | 298.8 | BRW27 | 27 | 166 | 1800 | 100 | 80 | Vestas | V100-1.8 | 2014 | 50.1554 | -112.9512
Alberta | Blackspring Ridge Wind | 298.8 | BRW28 | 28 | 166 | 1800 | 100 | 80 | Vestas | V100-1.8 | 2014 | 50.1528 | -112.9466
Alberta | Blackspring Ridge Wind | 298.8 | BRW29 | 29 | 166 | 1800 | 100 | 80 | Vestas | V100-1.8 | 2014 | 50.1504 | -112.942
Alberta | Blackspring Ridge Wind | 298.8 | BRW30 | 30 | 166 | 1800 | 100 | 80 | Vestas | V100-1.8 | 2014 | 50.1515 | -112.9307
Alberta | Blackspring Ridge Wind | 298.8 | BRW31 | 31 | 166 | 1800 | 100 | 80 | Vestas | V100-1.8 | 2014 | 50.1497 | -112.9258
Alberta | Blackspring Ridge Wind | 298.8 | BRW32 | 32 | 166 | 1800 | 100 | 80 | Vestas | V100-1.8 | 2014 | 50.1457 | -112.9224
Alberta | Blackspring Ridge Wind | 298.8 | BRW33 | 33 | 166 | 1800 | 100 | 80 | Vestas | V100-1.8 | 2014 | 50.1437 | -112.9187
Alberta | Blackspring Ridge Wind | 298.8 | BRW34 | 34 | 166 | 1800 | 100 | 80 | Vestas | V100-1.8 | 2014 | 50.141 | -112.9131
Alberta | Blackspring Ridge Wind | 298.8 | BRW35 | 35 | 166 | 1800 | 100 | 80 | Vestas | V100-1.8 | 2014 | 50.1364 | -112.9074
Alberta | Blackspring Ridge Wind | 298.8 | BRW36 | 36 | 166 | 1800 | 100 | 80 | Vestas | V100-1.8 | 2014 | 50.1592 | -112.9805
Alberta | Blackspring Ridge Wind | 298.8 | BRW37 | 37 | 166 | 1800 | 100 | 80 | Vestas | V100-1.8 | 2014 | 50.1566 | -112.9762
Alberta | Blackspring Ridge Wind | 298.8 | BRW38 | 38 | 166 | 1800 | 100 | 80 | Vestas | V100-1.8 | 2014 | 50.1541 | -112.9716
Alberta | Blackspring Ridge Wind | 298.8 | BRW39 | 39 | 166 | 1800 | 100 | 80 | Vestas | V100-1.8 | 2014 | 50.1505 | -112.9684
Alberta | Blackspring Ridge Wind | 298.8 | BRW40 | 40 | 166 | 1800 | 100 | 80 | Vestas | V100-1.8 | 2014 | 50.1469 | -112.9582
Alberta | Blackspring Ridge Wind | 298.8 | BRW41 | 41 | 166 | 1800 | 100 | 80 | Vestas | V100-1.8 | 2014 | 50.1441 | -112.9542
Alberta | Blackspring Ridge Wind | 298.8 | BRW42 | 42 | 166 | 1800 | 100 | 80 | Vestas | V100-1.8 | 2014 | 50.1343 | -112.9815
Alberta | Blackspring Ridge Wind | 298.8 | BRW43 | 43 | 166 | 1800 | 100 | 80 | Vestas | V100-1.8 | 2014 | 50.1316 | -112.975
Alberta | Blackspring Ridge Wind | 298.8 | BRW44 | 44 | 166 | 1800 | 100 | 80 | Vestas | V100-1.8 | 2014 | 50.1316 | -112.9682
Alberta | Blackspring Ridge Wind | 298.8 | BRW45 | 45 | 166 | 1800 | 100 | 80 | Vestas | V100-1.8 | 2014 | 50.1292 | -112.9649
Alberta | Blackspring Ridge Wind | 298.8 | BRW46 | 46 | 166 | 1800 | 100 | 80 | Vestas | V100-1.8 | 2014 | 50.1145 | -112.9766
Alberta | Blackspring Ridge Wind | 298.8 | BRW47 | 47 | 166 | 1800 | 100 | 80 | Vestas | V100-1.8 | 2014 | 50.1121 | -112.9698
Alberta | Blackspring Ridge Wind | 298.8 | BRW48 | 48 | 166 | 1800 | 100 | 80 | Vestas | V100-1.8 | 2014 | 50.1085 | -112.9666
Alberta | Blackspring Ridge Wind | 298.8 | BRW49 | 49 | 166 | 1800 | 100 | 80 | Vestas | V100-1.8 | 2014 | 50.105 | -112.9637
Alberta | Blackspring Ridge Wind | 298.8 | BRW50 | 50 | 166 | 1800 | 100 | 80 | Vestas | V100-1.8 | 2014 | 50.104 | -112.9578
Alberta | Blackspring Ridge Wind | 298.8 | BRW51 | 51 | 166 | 1800 | 100 | 80 | Vestas | V100-1.8 | 2014 | 50.1003 | -112.9539
Alberta | Blackspring Ridge Wind | 298.8 | BRW52 | 52 | 166 | 1800 | 100 | 80 | Vestas | V100-1.8 | 2014 | 50.1017 | -112.9867
Alberta | Blackspring Ridge Wind | 298.8 | BRW53 | 53 | 166 | 1800 | 100 | 80 | Vestas | V100-1.8 | 2014 | 50.0979 | -112.9822
Alberta | Blackspring Ridge Wind | 298.8 | BRW54 | 54 | 166 | 1800 | 100 | 80 | Vestas | V100-1.8 | 2014 | 50.0955 | -112.9778
Alberta | Blackspring Ridge Wind | 298.8 | BRW55 | 55 | 166 | 1800 | 100 | 80 | Vestas | V100-1.8 | 2014 | 50.0929 | -112.975
Alberta | Blackspring Ridge Wind | 298.8 | BRW56 | 56 | 166 | 1800 | 100 | 80 | Vestas | V100-1.8 | 2014 | 50.0901 | -112.9707
Alberta | Blackspring Ridge Wind | 298.8 | BRW57 | 57 | 166 | 1800 | 100 | 80 | Vestas | V100-1.8 | 2014 | 50.0876 | -112.9667
Alberta | Blackspring Ridge Wind | 298.8 | BRW58 | 58 | 166 | 1800 | 100 | 80 | Vestas | V100-1.8 | 2014 | 50.0881 | -112.9578
Alberta | Blackspring Ridge Wind | 298.8 | BRW59 | 59 | 166 | 1800 | 100 | 80 | Vestas | V100-1.8 | 2014 | 50.086 | -112.9532
Alberta | Blackspring Ridge Wind | 298.8 | BRW60 | 60 | 166 | 1800 | 100 | 80 | Vestas | V100-1.8 | 2014 | 50.0908 | -112.9413
Alberta | Blackspring Ridge Wind | 298.8 | BRW61 | 61 | 166 | 1800 | 100 | 80 | Vestas | V100-1.8 | 2014 | 50.0874 | -112.9369
Alberta | Blackspring Ridge Wind | 298.8 | BRW62 | 62 | 166 | 1800 | 100 | 80 | Vestas | V100-1.8 | 2014 | 50.0842 | -112.9309
Alberta | Blackspring Ridge Wind | 298.8 | BRW63 | 63 | 166 | 1800 | 100 | 80 | Vestas | V100-1.8 | 2014 | 50.0821 | -112.9935
Alberta | Blackspring Ridge Wind | 298.8 | BRW64 | 64 | 166 | 1800 | 100 | 80 | Vestas | V100-1.8 | 2014 | 50.0794 | -112.9881
Alberta | Blackspring Ridge Wind | 298.8 | BRW65 | 65 | 166 | 1800 | 100 | 80 | Vestas | V100-1.8 | 2014 | 50.0789 | -112.9815
Alberta | Blackspring Ridge Wind | 298.8 | BRW66 | 66 | 166 | 1800 | 100 | 80 | Vestas | V100-1.8 | 2014 | 50.0756 | -112.9785
Alberta | Blackspring Ridge Wind | 298.8 | BRW67 | 67 | 166 | 1800 | 100 | 80 | Vestas | V100-1.8 | 2014 | 50.0736 | -112.9743
Alberta | Blackspring Ridge Wind | 298.8 | BRW68 | 68 | 166 | 1800 | 100 | 80 | Vestas | V100-1.8 | 2014 | 50.0682 | -112.9599
Alberta | Blackspring Ridge Wind | 298.8 | BRW69 | 69 | 166 | 1800 | 100 | 80 | Vestas | V100-1.8 | 2014 | 50.0656 | -112.9553
Alberta | Blackspring Ridge Wind | 298.8 | BRW70 | 70 | 166 | 1800 | 100 | 80 | Vestas | V100-1.8 | 2014 | 50.0665 | -112.9461
Alberta | Blackspring Ridge Wind | 298.8 | BRW71 | 71 | 166 | 1800 | 100 | 80 | Vestas | V100-1.8 | 2014 | 50.0639 | -112.9414
Alberta | Blackspring Ridge Wind | 298.8 | BRW72 | 72 | 166 | 1800 | 100 | 80 | Vestas | V100-1.8 | 2014 | 50.0704 | -112.9266
Alberta | Blackspring Ridge Wind | 298.8 | BRW73 | 73 | 166 | 1800 | 100 | 80 | Vestas | V100-1.8 | 2014 | 50.0674 | -112.9229
Alberta | Blackspring Ridge Wind | 298.8 | BRW74 | 74 | 166 | 1800 | 100 | 80 | Vestas | V100-1.8 | 2014 | 50.0647 | -112.9185
Alberta | Blackspring Ridge Wind | 298.8 | BRW75 | 75 | 166 | 1800 | 100 | 80 | Vestas | V100-1.8 | 2014 | 50.1244 | -112.9368
Alberta | Blackspring Ridge Wind | 298.8 | BRW76 | 76 | 166 | 1800 | 100 | 80 | Vestas | V100-1.8 | 2014 | 50.1216 | -112.9323
Alberta | Blackspring Ridge Wind | 298.8 | BRW77 | 77 | 166 | 1800 | 100 | 80 | Vestas | V100-1.8 | 2014 | 50.1186 | -112.9263
Alberta | Blackspring Ridge Wind | 298.8 | BRW78 | 78 | 166 | 1800 | 100 | 80 | Vestas | V100-1.8 | 2014 | 50.1164 | -112.9222
Alberta | Blackspring Ridge Wind | 298.8 | BRW79 | 79 | 166 | 1800 | 100 | 80 | Vestas | V100-1.8 | 2014 | 50.1104 | -112.9236
Alberta | Blackspring Ridge Wind | 298.8 | BRW80 | 80 | 166 | 1800 | 100 | 80 | Vestas | V100-1.8 | 2014 | 50.1086 | -112.9199
Alberta | Blackspring Ridge Wind | 298.8 | BRW81 | 81 | 166 | 1800 | 100 | 80 | Vestas | V100-1.8 | 2014 | 50.1079 | -112.9105
Alberta | Blackspring Ridge Wind | 298.8 | BRW82 | 82 | 166 | 1800 | 100 | 80 | Vestas | V100-1.8 | 2014 | 50.1052 | -112.9027
Alberta | Blackspring Ridge Wind | 298.8 | BRW83 | 83 | 166 | 1800 | 100 | 80 | Vestas | V100-1.8 | 2014 | 50.097 | -112.9028
Alberta | Blackspring Ridge Wind | 298.8 | BRW84 | 84 | 166 | 1800 | 100 | 80 | Vestas | V100-1.8 | 2014 | 50.0942 | -112.8983
Alberta | Blackspring Ridge Wind | 298.8 | BRW85 | 85 | 166 | 1800 | 100 | 80 | Vestas | V100-1.8 | 2014 | 50.0881 | -112.884
Alberta | Blackspring Ridge Wind | 298.8 | BRW86 | 86 | 166 | 1800 | 100 | 80 | Vestas | V100-1.8 | 2014 | 50.0849 | -112.8802
Alberta | Blackspring Ridge Wind | 298.8 | BRW87 | 87 | 166 | 1800 | 100 | 80 | Vestas | V100-1.8 | 2014 | 50.0824 | -112.8759
Alberta | Blackspring Ridge Wind | 298.8 | BRW88 | 88 | 166 | 1800 | 100 | 80 | Vestas | V100-1.8 | 2014 | 50.0829 | -112.8653
Alberta | Blackspring Ridge Wind | 298.8 | BRW89 | 89 | 166 | 1800 | 100 | 80 | Vestas | V100-1.8 | 2014 | 50.083 | -112.8564
Alberta | Blackspring Ridge Wind | 298.8 | BRW90 | 90 | 166 | 1800 | 100 | 80 | Vestas | V100-1.8 | 2014 | 50.0821 | -112.8501
Alberta | Blackspring Ridge Wind | 298.8 | BRW91 | 91 | 166 | 1800 | 100 | 80 | Vestas | V100-1.8 | 2014 | 50.0884 | -112.8213
Alberta | Blackspring Ridge Wind | 298.8 | BRW92 | 92 | 166 | 1800 | 100 | 80 | Vestas | V100-1.8 | 2014 | 50.0847 | -112.8198
Alberta | Blackspring Ridge Wind | 298.8 | BRW93 | 93 | 166 | 1800 | 100 | 80 | Vestas | V100-1.8 | 2014 | 50.0803 | -112.8171
Alberta | Blackspring Ridge Wind | 298.8 | BRW94 | 94 | 166 | 1800 | 100 | 80 | Vestas | V100-1.8 | 2014 | 50.1268 | -112.9027
Alberta | Blackspring Ridge Wind | 298.8 | BRW95 | 95 | 166 | 1800 | 100 | 80 | Vestas | V100-1.8 | 2014 | 50.1245 | -112.8988
Alberta | Blackspring Ridge Wind | 298.8 | BRW96 | 96 | 166 | 1800 | 100 | 80 | Vestas | V100-1.8 | 2014 | 50.1218 | -112.8873
Alberta | Blackspring Ridge Wind | 298.8 | BRW97 | 97 | 166 | 1800 | 100 | 80 | Vestas | V100-1.8 | 2014 | 50.1163 | -112.8793
Alberta | Blackspring Ridge Wind | 298.8 | BRW98 | 98 | 166 | 1800 | 100 | 80 | Vestas | V100-1.8 | 2014 | 50.1134 | -112.8746
Alberta | Blackspring Ridge Wind | 298.8 | BRW99 | 99 | 166 | 1800 | 100 | 80 | Vestas | V100-1.8 | 2014 | 50.1113 | -112.8681
Alberta | Blackspring Ridge Wind | 298.8 | BRW100 | 100 | 166 | 1800 | 100 | 80 | Vestas | V100-1.8 | 2014 | 50.1081 | -112.8623
Alberta | Blackspring Ridge Wind | 298.8 | BRW101 | 101 | 166 | 1800 | 100 | 80 | Vestas | V100-1.8 | 2014 | 50.1482 | -112.8871
Alberta | Blackspring Ridge Wind | 298.8 | BRW102 | 102 | 166 | 1800 | 100 | 80 | Vestas | V100-1.8 | 2014 | 50.1548 | -112.8726
Alberta | Blackspring Ridge Wind | 298.8 | BRW103 | 103 | 166 | 1800 | 100 | 80 | Vestas | V100-1.8 | 2014 | 50.1521 | -112.8689
Alberta | Blackspring Ridge Wind | 298.8 | BRW104 | 104 | 166 | 1800 | 100 | 80 | Vestas | V100-1.8 | 2014 | 50.1485 | -112.8659
Alberta | Blackspring Ridge Wind | 298.8 | BRW105 | 105 | 166 | 1800 | 100 | 80 | Vestas | V100-1.8 | 2014 | 50.1468 | -112.8608
Alberta | Blackspring Ridge Wind | 298.8 | BRW106 | 106 | 166 | 1800 | 100 | 80 | Vestas | V100-1.8 | 2014 | 50.1429 | -112.8588
Alberta | Blackspring Ridge Wind | 298.8 | BRW107 | 107 | 166 | 1800 | 100 | 80 | Vestas | V100-1.8 | 2014 | 50.1406 | -112.8545
Alberta | Blackspring Ridge Wind | 298.8 | BRW108 | 108 | 166 | 1800 | 100 | 80 | Vestas | V100-1.8 | 2014 | 50.1314 | -112.8586
Alberta | Blackspring Ridge Wind | 298.8 | BRW109 | 109 | 166 | 1800 | 100 | 80 | Vestas | V100-1.8 | 2014 | 50.1261 | -112.8492
Alberta | Blackspring Ridge Wind | 298.8 | BRW110 | 110 | 166 | 1800 | 100 | 80 | Vestas | V100-1.8 | 2014 | 50.125 | -112.8435
Alberta | Blackspring Ridge Wind | 298.8 | BRW111 | 111 | 166 | 1800 | 100 | 80 | Vestas | V100-1.8 | 2014 | 50.1222 | -112.8392
Alberta | Blackspring Ridge Wind | 298.8 | BRW112 | 112 | 166 | 1800 | 100 | 80 | Vestas | V100-1.8 | 2014 | 50.1196 | -112.8349
Alberta | Blackspring Ridge Wind | 298.8 | BRW113 | 113 | 166 | 1800 | 100 | 80 | Vestas | V100-1.8 | 2014 | 50.1169 | -112.8308
Alberta | Blackspring Ridge Wind | 298.8 | BRW114 | 114 | 166 | 1800 | 100 | 80 | Vestas | V100-1.8 | 2014 | 50.1131 | -112.8217
Alberta | Blackspring Ridge Wind | 298.8 | BRW115 | 115 | 166 | 1800 | 100 | 80 | Vestas | V100-1.8 | 2014 | 50.1106 | -112.8168
Alberta | Blackspring Ridge Wind | 298.8 | BRW116 | 116 | 166 | 1800 | 100 | 80 | Vestas | V100-1.8 | 2014 | 50.1154 | -112.8508
Alberta | Blackspring Ridge Wind | 298.8 | BRW117 | 117 | 166 | 1800 | 100 | 80 | Vestas | V100-1.8 | 2014 | 50.1129 | -112.8474
Alberta | Blackspring Ridge Wind | 298.8 | BRW118 | 118 | 166 | 1800 | 100 | 80 | Vestas | V100-1.8 | 2014 | 50.1105 | -112.8428
Alberta | Blackspring Ridge Wind | 298.8 | BRW119 | 119 | 166 | 1800 | 100 | 80 | Vestas | V100-1.8 | 2014 | 50.1079 | -112.8388
Alberta | Blackspring Ridge Wind | 298.8 | BRW120 | 120 | 166 | 1800 | 100 | 80 | Vestas | V100-1.8 | 2014 | 50.104 | -112.8324
Alberta | Blackspring Ridge Wind | 298.8 | BRW121 | 121 | 166 | 1800 | 100 | 80 | Vestas | V100-1.8 | 2014 | 50.1028 | -112.8194
Alberta | Blackspring Ridge Wind | 298.8 | BRW122 | 122 | 166 | 1800 | 100 | 80 | Vestas | V100-1.8 | 2014 | 50.1 | -112.8158
Alberta | Blackspring Ridge Wind | 298.8 | BRW123 | 123 | 166 | 1800 | 100 | 80 | Vestas | V100-1.8 | 2014 | 50.2034 | -112.8753
Alberta | Blackspring Ridge Wind | 298.8 | BRW124 | 124 | 166 | 1800 | 100 | 80 | Vestas | V100-1.8 | 2014 | 50.199 | -112.8735
Alberta | Blackspring Ridge Wind | 298.8 | BRW125 | 125 | 166 | 1800 | 100 | 80 | Vestas | V100-1.8 | 2014 | 50.1948 | -112.8747
Alberta | Blackspring Ridge Wind | 298.8 | BRW126 | 126 | 166 | 1800 | 100 | 80 | Vestas | V100-1.8 | 2014 | 50.1912 | -112.8735
Alberta | Blackspring Ridge Wind | 298.8 | BRW127 | 127 | 166 | 1800 | 100 | 80 | Vestas | V100-1.8 | 2014 | 50.1873 | -112.8724
Alberta | Blackspring Ridge Wind | 298.8 | BRW128 | 128 | 166 | 1800 | 100 | 80 | Vestas | V100-1.8 | 2014 | 50.1839 | -112.8684
Alberta | Blackspring Ridge Wind | 298.8 | BRW129 | 129 | 166 | 1800 | 100 | 80 | Vestas | V100-1.8 | 2014 | 50.1816 | -112.8637
Alberta | Blackspring Ridge Wind | 298.8 | BRW130 | 130 | 166 | 1800 | 100 | 80 | Vestas | V100-1.8 | 2014 | 50.1786 | -112.8599
Alberta | Blackspring Ridge Wind | 298.8 | BRW131 | 131 | 166 | 1800 | 100 | 80 | Vestas | V100-1.8 | 2014 | 50.1753 | -112.8547
Alberta | Blackspring Ridge Wind | 298.8 | BRW132 | 132 | 166 | 1800 | 100 | 80 | Vestas | V100-1.8 | 2014 | 50.1723 | -112.8505
Alberta | Blackspring Ridge Wind | 298.8 | BRW133 | 133 | 166 | 1800 | 100 | 80 | Vestas | V100-1.8 | 2014 | 50.169 | -112.846
Alberta | Blackspring Ridge Wind | 298.8 | BRW134 | 134 | 166 | 1800 | 100 | 80 | Vestas | V100-1.8 | 2014 | 50.1665 | -112.8416
Alberta | Blackspring Ridge Wind | 298.8 | BRW135 | 135 | 166 | 1800 | 100 | 80 | Vestas | V100-1.8 | 2014 | 50.163 | -112.8374
Alberta | Blackspring Ridge Wind | 298.8 | BRW136 | 136 | 166 | 1800 | 100 | 80 | Vestas | V100-1.8 | 2014 | 50.1604 | -112.8318
Alberta | Blackspring Ridge Wind | 298.8 | BRW137 | 137 | 166 | 1800 | 100 | 80 | Vestas | V100-1.8 | 2014 | 50.1572 | -112.8277
Alberta | Blackspring Ridge Wind | 298.8 | BRW138 | 138 | 166 | 1800 | 100 | 80 | Vestas | V100-1.8 | 2014 | 50.1699 | -112.8698
Alberta | Blackspring Ridge Wind | 298.8 | BRW139 | 139 | 166 | 1800 | 100 | 80 | Vestas | V100-1.8 | 2014 | 50.1672 | -112.8655
Alberta | Blackspring Ridge Wind | 298.8 | BRW140 | 140 | 166 | 1800 | 100 | 80 | Vestas | V100-1.8 | 2014 | 50.1633 | -112.8629
Alberta | Blackspring Ridge Wind | 298.8 | BRW141 | 141 | 166 | 1800 | 100 | 80 | Vestas | V100-1.8 | 2014 | 50.1608 | -112.8591
Alberta | Blackspring Ridge Wind | 298.8 | BRW142 | 142 | 166 | 1800 | 100 | 80 | Vestas | V100-1.8 | 2014 | 50.1585 | -112.8549
Alberta | Blackspring Ridge Wind | 298.8 | BRW143 | 143 | 166 | 1800 | 100 | 80 | Vestas | V100-1.8 | 2014 | 50.1559 | -112.8509
Alberta | Blackspring Ridge Wind | 298.8 | BRW144 | 144 | 166 | 1800 | 100 | 80 | Vestas | V100-1.8 | 2014 | 50.1531 | -112.8467
Alberta | Blackspring Ridge Wind | 298.8 | BRW145 | 145 | 166 | 1800 | 100 | 80 | Vestas | V100-1.8 | 2014 | 50.151 | -112.8427
Alberta | Blackspring Ridge Wind | 298.8 | BRW146 | 146 | 166 | 1800 | 100 | 80 | Vestas | V100-1.8 | 2014 | 50.1327 | -112.8185
Alberta | Blackspring Ridge Wind | 298.8 | BRW147 | 147 | 166 | 1800 | 100 | 80 | Vestas | V100-1.8 | 2014 | 50.1419 | -112.8055
Alberta | Blackspring Ridge Wind | 298.8 | BRW148 | 148 | 166 | 1800 | 100 | 80 | Vestas | V100-1.8 | 2014 | 50.1398 | -112.7987
Alberta | Blackspring Ridge Wind | 298.8 | BRW149 | 149 | 166 | 1800 | 100 | 80 | Vestas | V100-1.8 | 2014 | 50.1909 | -112.8493
Alberta | Blackspring Ridge Wind | 298.8 | BRW150 | 150 | 166 | 1800 | 100 | 80 | Vestas | V100-1.8 | 2014 | 50.1886 | -112.8459
Alberta | Blackspring Ridge Wind | 298.8 | BRW151 | 151 | 166 | 1800 | 100 | 80 | Vestas | V100-1.8 | 2014 | 50.1871 | -112.8409
Alberta | Blackspring Ridge Wind | 298.8 | BRW152 | 152 | 166 | 1800 | 100 | 80 | Vestas | V100-1.8 | 2014 | 50.1843 | -112.8361
Alberta | Blackspring Ridge Wind | 298.8 | BRW153 | 153 | 166 | 1800 | 100 | 80 | Vestas | V100-1.8 | 2014 | 50.1769 | -112.8014
Alberta | Blackspring Ridge Wind | 298.8 | BRW154 | 154 | 166 | 1800 | 100 | 80 | Vestas | V100-1.8 | 2014 | 50.1746 | -112.7972
Alberta | Blackspring Ridge Wind | 298.8 | BRW155 | 155 | 166 | 1800 | 100 | 80 | Vestas | V100-1.8 | 2014 | 50.1723 | -112.7926
Alberta | Blackspring Ridge Wind | 298.8 | BRW156 | 156 | 166 | 1800 | 100 | 80 | Vestas | V100-1.8 | 2014 | 50.1617 | -112.7739
Alberta | Blackspring Ridge Wind | 298.8 | BRW157 | 157 | 166 | 1800 | 100 | 80 | Vestas | V100-1.8 | 2014 | 50.1578 | -112.77
Alberta | Blackspring Ridge Wind | 298.8 | BRW158 | 158 | 166 | 1800 | 100 | 80 | Vestas | V100-1.8 | 2014 | 50.1574 | -112.764
Alberta | Blackspring Ridge Wind | 298.8 | BRW159 | 159 | 166 | 1800 | 100 | 80 | Vestas | V100-1.8 | 2014 | 50.1553 | -112.7591
Alberta | Blackspring Ridge Wind | 298.8 | BRW160 | 160 | 166 | 1800 | 100 | 80 | Vestas | V100-1.8 | 2014 | 50.1575 | -112.794
Alberta | Blackspring Ridge Wind | 298.8 | BRW161 | 161 | 166 | 1800 | 100 | 80 | Vestas | V100-1.8 | 2014 | 50.1545 | -112.7892
Alberta | Blackspring Ridge Wind | 298.8 | BRW162 | 162 | 166 | 1800 | 100 | 80 | Vestas | V100-1.8 | 2014 | 50.151 | -112.7856
Alberta | Blackspring Ridge Wind | 298.8 | BRW163 | 163 | 166 | 1800 | 100 | 80 | Vestas | V100-1.8 | 2014 | 50.1485 | -112.7824
Alberta | Blackspring Ridge Wind | 298.8 | BRW164 | 164 | 166 | 1800 | 100 | 80 | Vestas | V100-1.8 | 2014 | 50.1466 | -112.7757
Alberta | Blackspring Ridge Wind | 298.8 | BRW165 | 165 | 166 | 1800 | 100 | 80 | Vestas | V100-1.8 | 2014 | 50.1464 | -112.77
Alberta | Blackspring Ridge Wind | 298.8 | BRW166 | 166 | 166 | 1800 | 100 | 80 | Vestas | V100-1.8 | 2014 | 50.1435 | -112.7664
Alberta | Blue Trail | 66 | BLT1 | 1 | 22 | 3000 | 90 | 80 | Vestas | V90-3.0 | 2009 | 49.6682 | -113.4894
Alberta | Blue Trail | 66 | BLT2 | 2 | 22 | 3000 | 90 | 80 | Vestas | V90-3.0 | 2009 | 49.6664 | -113.4855
Alberta | Blue Trail | 66 | BLT3 | 3 | 22 | 3000 | 90 | 80 | Vestas | V90-3.0 | 2009 | 49.6643 | -113.4817
Alberta | Blue Trail | 66 | BLT4 | 4 | 22 | 3000 | 90 | 80 | Vestas | V90-3.0 | 2009 | 49.6624 | -113.4778
Alberta | Blue Trail | 66 | BLT5 | 5 | 22 | 3000 | 90 | 80 | Vestas | V90-3.0 | 2009 | 49.6548 | -113.4648
Alberta | Blue Trail | 66 | BLT6 | 6 | 22 | 3000 | 90 | 80 | Vestas | V90-3.0 | 2009 | 49.653 | -113.4616
Alberta | Blue Trail | 66 | BLT7 | 7 | 22 | 3000 | 90 | 80 | Vestas | V90-3.0 | 2009 | 49.6511 | -113.4583
Alberta | Blue Trail | 66 | BLT8 | 8 | 22 | 3000 | 90 | 80 | Vestas | V90-3.0 | 2009 | 49.6476 | -113.4524
Alberta | Blue Trail | 66 | BLT9 | 9 | 22 | 3000 | 90 | 80 | Vestas | V90-3.0 | 2009 | 49.6454 | -113.4491
Alberta | Blue Trail | 66 | BLT10 | 10 | 22 | 3000 | 90 | 80 | Vestas | V90-3.0 | 2009 | 49.6432 | -113.4452
Alberta | Blue Trail | 66 | BLT11 | 11 | 22 | 3000 | 90 | 80 | Vestas | V90-3.0 | 2009 | 49.6417 | -113.4424
Alberta | Blue Trail | 66 | BLT12 | 12 | 22 | 3000 | 90 | 80 | Vestas | V90-3.0 | 2009 | 49.6568 | -113.4413
Alberta | Blue Trail | 66 | BLT13 | 13 | 22 | 3000 | 90 | 80 | Vestas | V90-3.0 | 2009 | 49.6554 | -113.4382
Alberta | Blue Trail | 66 | BLT14 | 14 | 22 | 3000 | 90 | 80 | Vestas | V90-3.0 | 2009 | 49.654 | -113.4352
Alberta | Blue Trail | 66 | BLT15 | 15 | 22 | 3000 | 90 | 80 | Vestas | V90-3.0 | 2009 | 49.6527 | -113.4316
Alberta | Blue Trail | 66 | BLT16 | 16 | 22 | 3000 | 90 | 80 | Vestas | V90-3.0 | 2009 | 49.6512 | -113.4282
Alberta | Blue Trail | 66 | BLT17 | 17 | 22 | 3000 | 90 | 80 | Vestas | V90-3.0 | 2009 | 49.6499 | -113.4245
Alberta | Blue Trail | 66 | BLT18 | 18 | 22 | 3000 | 90 | 80 | Vestas | V90-3.0 | 2009 | 49.6561 | -113.5208
Alberta | Blue Trail | 66 | BLT19 | 19 | 22 | 3000 | 90 | 80 | Vestas | V90-3.0 | 2009 | 49.6544 | -113.5175
Alberta | Blue Trail | 66 | BLT20 | 20 | 22 | 3000 | 90 | 80 | Vestas | V90-3.0 | 2009 | 49.6528 | -113.5145
Alberta | Blue Trail | 66 | BLT21 | 21 | 22 | 3000 | 90 | 80 | Vestas | V90-3.0 | 2009 | 49.6508 | -113.5112
Alberta | Blue Trail | 66 | BLT22 | 22 | 22 | 3000 | 90 | 80 | Vestas | V90-3.0 | 2009 | 49.6492 | -113.5081
Alberta | Box Springs Wind Project | 6 | BSW1 | 1 | 3 | 2000 | 90 | 78 | Gamesa | G90-2.0 | 2014 | 50.105 | -110.7276
Alberta | Box Springs Wind Project | 6 | BSW2 | 2 | 3 | 2000 | 90 | 78 | Gamesa | G90-2.0 | 2014 | 50.1 | -110.7274
Alberta | Box Springs Wind Project | 6 | BSW3 | 3 | 3 | 2000 | 90 | 78 | Gamesa | G90-2.0 | 2014 | 50.0998 | -110.7163
Alberta | Buffalo Atlee | 60.5 | BFA1 | 1 | 13 | 4312.5 | 145 | 95.5 | Siemens-Gamesa | SG 5.0-145 | 2023 | 50.744 | -111.0342 | Turbine derated from 5.0 MW (Buffalo Atlee 1 - 17.25 MW capacity)
Alberta | Buffalo Atlee | 60.5 | BFA2 | 2 | 13 | 4312.5 | 145 | 95.5 | Siemens-Gamesa | SG 5.0-145 | 2023 | 50.743 | -111.0413 | Turbine derated from 5.0 MW (Buffalo Atlee 1 - 17.25 MW capacity)
Alberta | Buffalo Atlee | 60.5 | BFA3 | 3 | 13 | 4312.5 | 145 | 95.5 | Siemens-Gamesa | SG 5.0-145 | 2023 | 50.7389 | -111.0418 | Turbine derated from 5.0 MW (Buffalo Atlee 1 - 17.25 MW capacity)
Alberta | Buffalo Atlee | 60.5 | BFA4 | 4 | 13 | 4312.5 | 145 | 95.5 | Siemens-Gamesa | SG 5.0-145 | 2023 | 50.7345 | -111.0353 | Turbine derated from 5.0 MW (Buffalo Atlee 1 - 17.25 MW capacity)
Alberta | Buffalo Atlee | 60.5 | BFA5 | 5 | 13 | 5200 | 145 | 95.5 | Siemens-Gamesa | SG 5.0-145 | 2023 | 50.7155 | -111.1181 | Turbine uprated from 5.0 MW (Buffalo Atlee 2 - 15.6 MW capacity)
Alberta | Buffalo Atlee | 60.5 | BFA6 | 6 | 13 | 5200 | 145 | 95.5 | Siemens-Gamesa | SG 5.0-145 | 2023 | 50.7087 | -111.1084 | Turbine uprated from 5.0 MW (Buffalo Atlee 2 - 15.6 MW capacity)
Alberta | Buffalo Atlee | 60.5 | BFA7 | 7 | 13 | 5200 | 145 | 95.5 | Siemens-Gamesa | SG 5.0-145 | 2023 | 50.7045 | -111.1092 | Turbine uprated from 5.0 MW (Buffalo Atlee 2 - 15.6 MW capacity)
Alberta | Buffalo Atlee | 60.5 | BFA8 | 8 | 13 | 4312.5 | 145 | 95.5 | Siemens-Gamesa | SG 5.0-145 | 2023 | 50.7307 | -111.0649 | Turbine derated from 5.0 MW (Buffalo Atlee 3 - 17.25 MW capacity)
Alberta | Buffalo Atlee | 60.5 | BFA9 | 9 | 13 | 4312.5 | 145 | 95.5 | Siemens-Gamesa | SG 5.0-145 | 2023 | 50.7298 | -111.0489 | Turbine derated from 5.0 MW (Buffalo Atlee 3 - 17.25 MW capacity)
Alberta | Buffalo Atlee | 60.5 | BFA10 | 10 | 13 | 4312.5 | 145 | 95.5 | Siemens-Gamesa | SG 5.0-145 | 2023 | 50.7267 | -111.0532 | Turbine derated from 5.0 MW (Buffalo Atlee 3 - 17.25 MW capacity)
Alberta | Buffalo Atlee | 60.5 | BFA11 | 11 | 13 | 4312.5 | 145 | 95.5 | Siemens-Gamesa | SG 5.0-145 | 2023 | 50.7259 | -111.0625 | Turbine derated from 5.0 MW (Buffalo Atlee 3 - 17.25 MW capacity)
Alberta | Buffalo Atlee | 60.5 | BFA12 | 12 | 13 | 5200 | 145 | 95.5 | Siemens-Gamesa | SG 5.0-145 | 2023 | 50.729 | -111.1204 | Turbine uprated from 5.0 MW (Buffalo Atlee 4 - 10.4 MW capacity)
Alberta | Buffalo Atlee | 60.5 | BFA13 | 13 | 13 | 5200 | 145 | 95.5 | Siemens-Gamesa | SG 5.0-145 | 2023 | 50.7405 | -111.1279 | Turbine uprated from 5.0 MW (Buffalo Atlee 4 - 10.4 MW capacity)
Alberta | Buffalo Plains | 494 | BP1 | 1 | 83 | 6600 | 170 | 110.5 | Siemens-Gamesa | SG 6.0- 170 | 2024 | 50.3132 | -112.7721 | AESO Market Report indicates 466 MW of grid-connected capacity as of Nov. 2025
Alberta | Buffalo Plains | 494 | BP2 | 2 | 83 | 6600 | 170 | 110.5 | Siemens-Gamesa | SG 6.0- 170 | 2024 | 50.3079 | -112.7719 | AESO Market Report indicates 466 MW of grid-connected capacity as of Nov. 2025
Alberta | Buffalo Plains | 494 | BP3 | 3 | 83 | 6600 | 170 | 110.5 | Siemens-Gamesa | SG 6.0- 170 | 2024 | 50.3017 | -112.7715 | AESO Market Report indicates 466 MW of grid-connected capacity as of Nov. 2025
Alberta | Buffalo Plains | 494 | BP4 | 4 | 83 | 6600 | 170 | 110.5 | Siemens-Gamesa | SG 6.0- 170 | 2024 | 50.297 | -112.7744 | AESO Market Report indicates 466 MW of grid-connected capacity as of Nov. 2025
Alberta | Buffalo Plains | 494 | BP5 | 5 | 83 | 6600 | 170 | 110.5 | Siemens-Gamesa | SG 6.0- 170 | 2024 | 50.2972 | -112.7616 | AESO Market Report indicates 466 MW of grid-connected capacity as of Nov. 2025
Alberta | Buffalo Plains | 494 | BP6 | 6 | 83 | 6600 | 170 | 110.5 | Siemens-Gamesa | SG 6.0- 170 | 2024 | 50.294 | -112.7514 | AESO Market Report indicates 466 MW of grid-connected capacity as of Nov. 2025
Alberta | Buffalo Plains | 494 | BP7 | 7 | 83 | 6600 | 170 | 110.5 | Siemens-Gamesa | SG 6.0- 170 | 2024 | 50.2873 | -112.7504 | AESO Market Report indicates 466 MW of grid-connected capacity as of Nov. 2025
Alberta | Buffalo Plains | 494 | BP8 | 8 | 83 | 6600 | 170 | 110.5 | Siemens-Gamesa | SG 6.0- 170 | 2024 | 50.2839 | -112.7455 | AESO Market Report indicates 466 MW of grid-connected capacity as of Nov. 2025
Alberta | Buffalo Plains | 494 | BP9 | 9 | 83 | 6600 | 170 | 110.5 | Siemens-Gamesa | SG 6.0- 170 | 2024 | 50.3231 | -112.7401 | AESO Market Report indicates 466 MW of grid-connected capacity as of Nov. 2025
Alberta | Buffalo Plains | 494 | BP10 | 10 | 83 | 6600 | 170 | 110.5 | Siemens-Gamesa | SG 6.0- 170 | 2024 | 50.318 | -112.7386 | AESO Market Report indicates 466 MW of grid-connected capacity as of Nov. 2025
Alberta | Buffalo Plains | 494 | BP11 | 11 | 83 | 6600 | 170 | 110.5 | Siemens-Gamesa | SG 6.0- 170 | 2024 | 50.3189 | -112.7251 | AESO Market Report indicates 466 MW of grid-connected capacity as of Nov. 2025
Alberta | Buffalo Plains | 494 | BP12 | 12 | 83 | 6600 | 170 | 110.5 | Siemens-Gamesa | SG 6.0- 170 | 2024 | 50.3233 | -112.7184 | AESO Market Report indicates 466 MW of grid-connected capacity as of Nov. 2025
Alberta | Buffalo Plains | 494 | BP13 | 13 | 83 | 6600 | 170 | 110.5 | Siemens-Gamesa | SG 6.0- 170 | 2024 | 50.3189 | -112.7123 | AESO Market Report indicates 466 MW of grid-connected capacity as of Nov. 2025
Alberta | Buffalo Plains | 494 | BP14 | 14 | 83 | 6600 | 170 | 110.5 | Siemens-Gamesa | SG 6.0- 170 | 2024 | 50.323 | -112.7035 | AESO Market Report indicates 466 MW of grid-connected capacity as of Nov. 2025
Alberta | Buffalo Plains | 494 | BP15 | 15 | 83 | 6600 | 170 | 110.5 | Siemens-Gamesa | SG 6.0- 170 | 2024 | 50.3302 | -112.7009 | AESO Market Report indicates 466 MW of grid-connected capacity as of Nov. 2025
Alberta | Buffalo Plains | 494 | BP16 | 16 | 83 | 6600 | 170 | 110.5 | Siemens-Gamesa | SG 6.0- 170 | 2024 | 50.3196 | -112.6907 | AESO Market Report indicates 466 MW of grid-connected capacity as of Nov. 2025
Alberta | Buffalo Plains | 494 | BP17 | 17 | 83 | 6600 | 170 | 110.5 | Siemens-Gamesa | SG 6.0- 170 | 2024 | 50.3139 | -112.6822 | AESO Market Report indicates 466 MW of grid-connected capacity as of Nov. 2025
Alberta | Buffalo Plains | 494 | BP18 | 18 | 83 | 6600 | 170 | 110.5 | Siemens-Gamesa | SG 6.0- 170 | 2024 | 50.314 | -112.6716 | AESO Market Report indicates 466 MW of grid-connected capacity as of Nov. 2025
Alberta | Buffalo Plains | 494 | BP19 | 19 | 83 | 6600 | 170 | 110.5 | Siemens-Gamesa | SG 6.0- 170 | 2024 | 50.3125 | -112.6644 | AESO Market Report indicates 466 MW of grid-connected capacity as of Nov. 2025
Alberta | Buffalo Plains | 494 | BP20 | 20 | 83 | 6600 | 170 | 110.5 | Siemens-Gamesa | SG 6.0- 170 | 2024 | 50.3042 | -112.6814 | AESO Market Report indicates 466 MW of grid-connected capacity as of Nov. 2025
Alberta | Buffalo Plains | 494 | BP21 | 21 | 83 | 6600 | 170 | 110.5 | Siemens-Gamesa | SG 6.0- 170 | 2024 | 50.3042 | -112.6727 | AESO Market Report indicates 466 MW of grid-connected capacity as of Nov. 2025
Alberta | Buffalo Plains | 494 | BP22 | 22 | 83 | 6600 | 170 | 110.5 | Siemens-Gamesa | SG 6.0- 170 | 2024 | 50.3042 | -112.6644 | AESO Market Report indicates 466 MW of grid-connected capacity as of Nov. 2025
Alberta | Buffalo Plains | 494 | BP23 | 23 | 83 | 6600 | 170 | 110.5 | Siemens-Gamesa | SG 6.0- 170 | 2024 | 50.3411 | -112.7052 | AESO Market Report indicates 466 MW of grid-connected capacity as of Nov. 2025
Alberta | Buffalo Plains | 494 | BP24 | 24 | 83 | 6600 | 170 | 110.5 | Siemens-Gamesa | SG 6.0- 170 | 2024 | 50.3462 | -112.6805 | AESO Market Report indicates 466 MW of grid-connected capacity as of Nov. 2025
Alberta | Buffalo Plains | 494 | BP25 | 25 | 83 | 6600 | 170 | 110.5 | Siemens-Gamesa | SG 6.0- 170 | 2024 | 50.3378 | -112.6754 | AESO Market Report indicates 466 MW of grid-connected capacity as of Nov. 2025
Alberta | Buffalo Plains | 494 | BP26 | 26 | 83 | 6600 | 170 | 110.5 | Siemens-Gamesa | SG 6.0- 170 | 2024 | 50.3287 | -112.6551 | AESO Market Report indicates 466 MW of grid-connected capacity as of Nov. 2025
Alberta | Buffalo Plains | 494 | BP27 | 27 | 83 | 6600 | 170 | 110.5 | Siemens-Gamesa | SG 6.0- 170 | 2024 | 50.3284 | -112.6435 | AESO Market Report indicates 466 MW of grid-connected capacity as of Nov. 2025
Alberta | Buffalo Plains | 494 | BP28 | 28 | 83 | 5200 | 145 | 95.5 | Siemens-Gamesa | SG 5.0- 145 | 2024 | 50.3696 | -112.8137 | AESO Market Report indicates 466 MW of grid-connected capacity as of Nov. 2025
Alberta | Buffalo Plains | 494 | BP29 | 29 | 83 | 5200 | 145 | 95.5 | Siemens-Gamesa | SG 5.0- 145 | 2024 | 50.3741 | -112.802 | AESO Market Report indicates 466 MW of grid-connected capacity as of Nov. 2025
Alberta | Buffalo Plains | 494 | BP30 | 30 | 83 | 5200 | 145 | 95.5 | Siemens-Gamesa | SG 5.0- 145 | 2024 | 50.3781 | -112.8041 | AESO Market Report indicates 466 MW of grid-connected capacity as of Nov. 2025
Alberta | Buffalo Plains | 494 | BP31 | 31 | 83 | 5200 | 145 | 95.5 | Siemens-Gamesa | SG 5.0- 145 | 2024 | 50.3895 | -112.763 | AESO Market Report indicates 466 MW of grid-connected capacity as of Nov. 2025
Alberta | Buffalo Plains | 494 | BP32 | 32 | 83 | 6600 | 170 | 110.5 | Siemens-Gamesa | SG 6.0- 170 | 2024 | 50.4025 | -112.7413 | AESO Market Report indicates 466 MW of grid-connected capacity as of Nov. 2025
Alberta | Buffalo Plains | 494 | BP33 | 33 | 83 | 6600 | 170 | 110.5 | Siemens-Gamesa | SG 6.0- 170 | 2024 | 50.3749 | -112.7126 | AESO Market Report indicates 466 MW of grid-connected capacity as of Nov. 2025
Alberta | Buffalo Plains | 494 | BP34 | 34 | 83 | 6600 | 170 | 110.5 | Siemens-Gamesa | SG 6.0- 170 | 2024 | 50.3703 | -112.7135 | AESO Market Report indicates 466 MW of grid-connected capacity as of Nov. 2025
Alberta | Buffalo Plains | 494 | BP35 | 35 | 83 | 6600 | 170 | 110.5 | Siemens-Gamesa | SG 6.0- 170 | 2024 | 50.362 | -112.7128 | AESO Market Report indicates 466 MW of grid-connected capacity as of Nov. 2025
Alberta | Buffalo Plains | 494 | BP36 | 36 | 83 | 6600 | 170 | 110.5 | Siemens-Gamesa | SG 6.0- 170 | 2024 | 50.3569 | -112.713 | AESO Market Report indicates 466 MW of grid-connected capacity as of Nov. 2025
Alberta | Buffalo Plains | 494 | BP37 | 37 | 83 | 6600 | 170 | 110.5 | Siemens-Gamesa | SG 6.0- 170 | 2024 | 50.3815 | -112.7015 | AESO Market Report indicates 466 MW of grid-connected capacity as of Nov. 2025
Alberta | Buffalo Plains | 494 | BP38 | 38 | 83 | 6600 | 170 | 110.5 | Siemens-Gamesa | SG 6.0- 170 | 2024 | 50.3778 | -112.6919 | AESO Market Report indicates 466 MW of grid-connected capacity as of Nov. 2025
Alberta | Buffalo Plains | 494 | BP39 | 39 | 83 | 6600 | 170 | 110.5 | Siemens-Gamesa | SG 6.0- 170 | 2024 | 50.395 | -112.7017 | AESO Market Report indicates 466 MW of grid-connected capacity as of Nov. 2025
Alberta | Buffalo Plains | 494 | BP40 | 40 | 83 | 6600 | 170 | 110.5 | Siemens-Gamesa | SG 6.0- 170 | 2024 | 50.3895 | -112.7044 | AESO Market Report indicates 466 MW of grid-connected capacity as of Nov. 2025
Alberta | Buffalo Plains | 494 | BP41 | 41 | 83 | 6600 | 170 | 110.5 | Siemens-Gamesa | SG 6.0- 170 | 2024 | 50.3875 | -112.6887 | AESO Market Report indicates 466 MW of grid-connected capacity as of Nov. 2025
Alberta | Buffalo Plains | 494 | BP42 | 42 | 83 | 6600 | 170 | 110.5 | Siemens-Gamesa | SG 6.0- 170 | 2024 | 50.3823 | -112.678 | AESO Market Report indicates 466 MW of grid-connected capacity as of Nov. 2025
Alberta | Buffalo Plains | 494 | BP43 | 43 | 83 | 6600 | 170 | 110.5 | Siemens-Gamesa | SG 6.0- 170 | 2024 | 50.3785 | -112.6729 | AESO Market Report indicates 466 MW of grid-connected capacity as of Nov. 2025
Alberta | Buffalo Plains | 494 | BP44 | 44 | 83 | 6600 | 170 | 110.5 | Siemens-Gamesa | SG 6.0- 170 | 2024 | 50.3954 | -112.6807 | AESO Market Report indicates 466 MW of grid-connected capacity as of Nov. 2025
Alberta | Buffalo Plains | 494 | BP45 | 45 | 83 | 6600 | 170 | 110.5 | Siemens-Gamesa | SG 6.0- 170 | 2024 | 50.3898 | -112.6767 | AESO Market Report indicates 466 MW of grid-connected capacity as of Nov. 2025
Alberta | Buffalo Plains | 494 | BP46 | 46 | 83 | 6600 | 170 | 110.5 | Siemens-Gamesa | SG 6.0- 170 | 2024 | 50.3809 | -112.6644 | AESO Market Report indicates 466 MW of grid-connected capacity as of Nov. 2025
Alberta | Buffalo Plains | 494 | BP47 | 47 | 83 | 6600 | 170 | 110.5 | Siemens-Gamesa | SG 6.0- 170 | 2024 | 50.3747 | -112.6644 | AESO Market Report indicates 466 MW of grid-connected capacity as of Nov. 2025
Alberta | Buffalo Plains | 494 | BP48 | 48 | 83 | 6600 | 170 | 110.5 | Siemens-Gamesa | SG 6.0- 170 | 2024 | 50.3698 | -112.6644 | AESO Market Report indicates 466 MW of grid-connected capacity as of Nov. 2025
Alberta | Buffalo Plains | 494 | BP49 | 49 | 83 | 5200 | 145 | 95.5 | Siemens-Gamesa | SG 5.0- 145 | 2024 | 50.422 | -112.7968 | AESO Market Report indicates 466 MW of grid-connected capacity as of Nov. 2025
Alberta | Buffalo Plains | 494 | BP50 | 50 | 83 | 5200 | 145 | 95.5 | Siemens-Gamesa | SG 5.0- 145 | 2024 | 50.4134 | -112.7843 | AESO Market Report indicates 466 MW of grid-connected capacity as of Nov. 2025
Alberta | Buffalo Plains | 494 | BP51 | 51 | 83 | 5200 | 145 | 95.5 | Siemens-Gamesa | SG 5.0- 145 | 2024 | 50.4059 | -112.7873 | AESO Market Report indicates 466 MW of grid-connected capacity as of Nov. 2025
Alberta | Buffalo Plains | 494 | BP52 | 52 | 83 | 5200 | 145 | 95.5 | Siemens-Gamesa | SG 5.0- 145 | 2024 | 50.4036 | -112.7813 | AESO Market Report indicates 466 MW of grid-connected capacity as of Nov. 2025
Alberta | Buffalo Plains | 494 | BP53 | 53 | 83 | 5200 | 145 | 95.5 | Siemens-Gamesa | SG 5.0- 145 | 2024 | 50.4347 | -112.7823 | AESO Market Report indicates 466 MW of grid-connected capacity as of Nov. 2025
Alberta | Buffalo Plains | 494 | BP54 | 54 | 83 | 5200 | 145 | 95.5 | Siemens-Gamesa | SG 5.0- 145 | 2024 | 50.4183 | -112.7376 | AESO Market Report indicates 466 MW of grid-connected capacity as of Nov. 2025
Alberta | Buffalo Plains | 494 | BP55 | 55 | 83 | 5200 | 145 | 95.5 | Siemens-Gamesa | SG 5.0- 145 | 2024 | 50.4078 | -112.7498 | AESO Market Report indicates 466 MW of grid-connected capacity as of Nov. 2025
Alberta | Buffalo Plains | 494 | BP56 | 56 | 83 | 5200 | 145 | 95.5 | Siemens-Gamesa | SG 5.0- 145 | 2024 | 50.425 | -112.7833 | AESO Market Report indicates 466 MW of grid-connected capacity as of Nov. 2025
Alberta | Buffalo Plains | 494 | BP57 | 57 | 83 | 5200 | 145 | 95.5 | Siemens-Gamesa | SG 5.0- 145 | 2024 | 50.4167 | -112.7796 | AESO Market Report indicates 466 MW of grid-connected capacity as of Nov. 2025
Alberta | Buffalo Plains | 494 | BP58 | 58 | 83 | 5200 | 145 | 95.5 | Siemens-Gamesa | SG 5.0- 145 | 2024 | 50.4359 | -112.7716 | AESO Market Report indicates 466 MW of grid-connected capacity as of Nov. 2025
Alberta | Buffalo Plains | 494 | BP59 | 59 | 83 | 5200 | 145 | 95.5 | Siemens-Gamesa | SG 5.0- 145 | 2024 | 50.4403 | -112.7506 | AESO Market Report indicates 466 MW of grid-connected capacity as of Nov. 2025
Alberta | Buffalo Plains | 494 | BP60 | 60 | 83 | 5200 | 145 | 95.5 | Siemens-Gamesa | SG 5.0- 145 | 2024 | 50.4396 | -112.741 | AESO Market Report indicates 466 MW of grid-connected capacity as of Nov. 2025
Alberta | Buffalo Plains | 494 | BP61 | 61 | 83 | 5200 | 145 | 95.5 | Siemens-Gamesa | SG 5.0- 145 | 2024 | 50.4447 | -112.7356 | AESO Market Report indicates 466 MW of grid-connected capacity as of Nov. 2025
Alberta | Buffalo Plains | 494 | BP62 | 62 | 83 | 5200 | 145 | 95.5 | Siemens-Gamesa | SG 5.0- 145 | 2024 | 50.4459 | -112.7225 | AESO Market Report indicates 466 MW of grid-connected capacity as of Nov. 2025
Alberta | Buffalo Plains | 494 | BP63 | 63 | 83 | 5200 | 145 | 95.5 | Siemens-Gamesa | SG 5.0- 145 | 2024 | 50.454 | -112.7204 | AESO Market Report indicates 466 MW of grid-connected capacity as of Nov. 2025
Alberta | Buffalo Plains | 494 | BP64 | 64 | 83 | 5200 | 145 | 95.5 | Siemens-Gamesa | SG 5.0- 145 | 2024 | 50.4506 | -112.7116 | AESO Market Report indicates 466 MW of grid-connected capacity as of Nov. 2025
Alberta | Buffalo Plains | 494 | BP65 | 65 | 83 | 5200 | 145 | 95.5 | Siemens-Gamesa | SG 5.0- 145 | 2024 | 50.4461 | -112.7055 | AESO Market Report indicates 466 MW of grid-connected capacity as of Nov. 2025
Alberta | Buffalo Plains | 494 | BP66 | 66 | 83 | 5200 | 145 | 95.5 | Siemens-Gamesa | SG 5.0- 145 | 2024 | 50.4395 | -112.7044 | AESO Market Report indicates 466 MW of grid-connected capacity as of Nov. 2025
Alberta | Buffalo Plains | 494 | BP67 | 67 | 83 | 5200 | 145 | 95.5 | Siemens-Gamesa | SG 5.0- 145 | 2024 | 50.4686 | -112.6942 | AESO Market Report indicates 466 MW of grid-connected capacity as of Nov. 2025
Alberta | Buffalo Plains | 494 | BP68 | 68 | 83 | 5200 | 145 | 95.5 | Siemens-Gamesa | SG 5.0- 145 | 2024 | 50.4634 | -112.6907 | AESO Market Report indicates 466 MW of grid-connected capacity as of Nov. 2025
Alberta | Buffalo Plains | 494 | BP69 | 69 | 83 | 5200 | 145 | 95.5 | Siemens-Gamesa | SG 5.0- 145 | 2024 | 50.4524 | -112.6769 | AESO Market Report indicates 466 MW of grid-connected capacity as of Nov. 2025
Alberta | Buffalo Plains | 494 | BP70 | 70 | 83 | 5200 | 145 | 95.5 | Siemens-Gamesa | SG 5.0- 145 | 2024 | 50.4536 | -112.6667 | AESO Market Report indicates 466 MW of grid-connected capacity as of Nov. 2025
Alberta | Buffalo Plains | 494 | BP71 | 71 | 83 | 5200 | 145 | 95.5 | Siemens-Gamesa | SG 5.0- 145 | 2024 | 50.4425 | -112.6646 | AESO Market Report indicates 466 MW of grid-connected capacity as of Nov. 2025
Alberta | Buffalo Plains | 494 | BP72 | 72 | 83 | 5200 | 145 | 95.5 | Siemens-Gamesa | SG 5.0- 145 | 2024 | 50.4615 | -112.6713 | AESO Market Report indicates 466 MW of grid-connected capacity as of Nov. 2025
Alberta | Buffalo Plains | 494 | BP73 | 73 | 83 | 5200 | 145 | 95.5 | Siemens-Gamesa | SG 5.0- 145 | 2024 | 50.4539 | -112.6529 | AESO Market Report indicates 466 MW of grid-connected capacity as of Nov. 2025
Alberta | Buffalo Plains | 494 | BP74 | 74 | 83 | 5200 | 145 | 95.5 | Siemens-Gamesa | SG 5.0- 145 | 2024 | 50.4464 | -112.6414 | AESO Market Report indicates 466 MW of grid-connected capacity as of Nov. 2025
Alberta | Buffalo Plains | 494 | BP75 | 75 | 83 | 5200 | 145 | 95.5 | Siemens-Gamesa | SG 5.0- 145 | 2024 | 50.4417 | -112.6483 | AESO Market Report indicates 466 MW of grid-connected capacity as of Nov. 2025
Alberta | Buffalo Plains | 494 | BP76 | 76 | 83 | 5200 | 145 | 95.5 | Siemens-Gamesa | SG 5.0- 145 | 2024 | 50.4351 | -112.6485 | AESO Market Report indicates 466 MW of grid-connected capacity as of Nov. 2025
Alberta | Buffalo Plains | 494 | BP77 | 77 | 83 | 5200 | 145 | 95.5 | Siemens-Gamesa | SG 5.0- 145 | 2024 | 50.4291 | -112.6421 | AESO Market Report indicates 466 MW of grid-connected capacity as of Nov. 2025
Alberta | Buffalo Plains | 494 | BP78 | 78 | 83 | 5200 | 145 | 95.5 | Siemens-Gamesa | SG 5.0- 145 | 2024 | 50.4231 | -112.7388 | AESO Market Report indicates 466 MW of grid-connected capacity as of Nov. 2025
Alberta | Buffalo Plains | 494 | BP79 | 79 | 83 | 5200 | 145 | 95.5 | Siemens-Gamesa | SG 5.0- 145 | 2024 | 50.4206 | -112.7437 | AESO Market Report indicates 466 MW of grid-connected capacity as of Nov. 2025
Alberta | Buffalo Plains | 494 | BP80 | 80 | 83 | 6600 | 170 | 110.5 | Siemens-Gamesa | SG 6.0- 170 | 2024 | 50.3567 | -112.6824 | AESO Market Report indicates 466 MW of grid-connected capacity as of Nov. 2025
Alberta | Buffalo Plains | 494 | BP81 | 81 | 83 | 5200 | 145 | 95.5 | Siemens-Gamesa | SG 5.0- 145 | 2024 | 50.4324 | -112.6303 | AESO Market Report indicates 466 MW of grid-connected capacity as of Nov. 2025
Alberta | Buffalo Plains | 494 | BP82 | 82 | 83 | 5200 | 145 | 95.5 | Siemens-Gamesa | SG 5.0- 145 | 2024 | 50.4294 | -112.6202 | AESO Market Report indicates 466 MW of grid-connected capacity as of Nov. 2025
Alberta | Buffalo Plains | 494 | BP83 | 83 | 83 | 5200 | 145 | 95.5 | Siemens-Gamesa | SG 5.0- 145 | 2024 | 50.4034 | -112.7338 | AESO Market Report indicates 466 MW of grid-connected capacity as of Nov. 2025
Alberta | Bull Creek Wind Farm | 29.2 | BCW1 | 1 | 17 | 1700 | 103 | 80 | General Electric | GE 1.7-103 | 2015 | 52.505 | -110.1093
Alberta | Bull Creek Wind Farm | 29.2 | BCW2 | 2 | 17 | 1700 | 103 | 80 | General Electric | GE 1.7-103 | 2015 | 52.5011 | -110.0982
Alberta | Bull Creek Wind Farm | 29.2 | BCW3 | 3 | 17 | 1700 | 103 | 80 | General Electric | GE 1.7-103 | 2015 | 52.5116 | -110.0956
Alberta | Bull Creek Wind Farm | 29.2 | BCW4 | 4 | 17 | 1700 | 103 | 80 | General Electric | GE 1.7-103 | 2015 | 52.5031 | -110.0929
Alberta | Bull Creek Wind Farm | 29.2 | BCW5 | 5 | 17 | 1700 | 103 | 80 | General Electric | GE 1.7-103 | 2015 | 52.5049 | -110.0864
Alberta | Bull Creek Wind Farm | 29.2 | BCW6 | 6 | 17 | 1700 | 103 | 80 | General Electric | GE 1.7-103 | 2015 | 52.5089 | -110.083
Alberta | Bull Creek Wind Farm | 29.2 | BCW7 | 7 | 17 | 1700 | 103 | 80 | General Electric | GE 1.7-103 | 2015 | 52.5117 | -110.0834
Alberta | Bull Creek Wind Farm | 29.2 | BCW8 | 8 | 17 | 1700 | 103 | 80 | General Electric | GE 1.7-103 | 2015 | 52.5156 | -110.0833
Alberta | Bull Creek Wind Farm | 29.2 | BCW9 | 9 | 17 | 1700 | 103 | 80 | General Electric | GE 1.7-103 | 2015 | 52.5187 | -110.0866
Alberta | Bull Creek Wind Farm | 29.2 | BCW10 | 10 | 17 | 1700 | 103 | 80 | General Electric | GE 1.7-103 | 2015 | 52.4978 | -110.0374
Alberta | Bull Creek Wind Farm | 29.2 | BCW11 | 11 | 17 | 1700 | 103 | 80 | General Electric | GE 1.7-103 | 2015 | 52.5011 | -110.0317
Alberta | Bull Creek Wind Farm | 29.2 | BCW12 | 12 | 17 | 1700 | 103 | 80 | General Electric | GE 1.7-103 | 2015 | 52.509 | -110.0356
Alberta | Bull Creek Wind Farm | 29.2 | BCW13 | 13 | 17 | 1700 | 103 | 80 | General Electric | GE 1.7-103 | 2015 | 52.512 | -110.0338
Alberta | Bull Creek Wind Farm | 29.2 | BCW14 | 14 | 17 | 1700 | 103 | 80 | General Electric | GE 1.7-103 | 2015 | 52.5124 | -110.0228
Alberta | Bull Creek Wind Farm | 29.2 | BCW15 | 15 | 17 | 1700 | 103 | 80 | General Electric | GE 1.7-103 | 2015 | 52.5122 | -110.0137
Alberta | Bull Creek Wind Farm | 29.2 | BCW16 | 16 | 17 | 1700 | 103 | 80 | General Electric | GE 1.7-103 | 2015 | 52.5087 | -110.0205
Alberta | Bull Creek Wind Farm | 29.2 | BCW17 | 17 | 17 | 1700 | 103 | 80 | General Electric | GE 1.7-103 | 2015 | 52.5086 | -110.0078
Alberta | Castle River Wind Farm | 44 | CRW1 | 1 | 60 | 600 | 44 | 40 | Vestas | V44-600 | 1997 | 49.5126 | -114.0357
Alberta | Castle River Wind Farm | 44 | CRW2 | 2 | 60 | 660 | 47 | 50 | Vestas | V47-660 | 2000/2001 | 49.5126 | -114.0257
Alberta | Castle River Wind Farm | 44 | CRW3 | 3 | 60 | 660 | 47 | 50 | Vestas | V47-660 | 2000/2001 | 49.5117 | -114.0256
Alberta | Castle River Wind Farm | 44 | CRW4 | 4 | 60 | 660 | 47 | 50 | Vestas | V47-660 | 2000/2001 | 49.5108 | -114.0256
Alberta | Castle River Wind Farm | 44 | CRW5 | 5 | 60 | 660 | 47 | 50 | Vestas | V47-660 | 2000/2001 | 49.5099 | -114.0257
Alberta | Castle River Wind Farm | 44 | CRW6 | 6 | 60 | 660 | 47 | 50 | Vestas | V47-660 | 2000/2001 | 49.5091 | -114.0256
Alberta | Castle River Wind Farm | 44 | CRW7 | 7 | 60 | 660 | 47 | 50 | Vestas | V47-660 | 2000/2001 | 49.5082 | -114.0257
Alberta | Castle River Wind Farm | 44 | CRW8 | 8 | 60 | 660 | 47 | 50 | Vestas | V47-660 | 2000/2001 | 49.5072 | -114.0256
Alberta | Castle River Wind Farm | 44 | CRW9 | 9 | 60 | 660 | 47 | 50 | Vestas | V47-660 | 2000/2001 | 49.5063 | -114.0257
Alberta | Castle River Wind Farm | 44 | CRW10 | 10 | 60 | 660 | 47 | 50 | Vestas | V47-660 | 2000/2001 | 49.5054 | -114.0256
Alberta | Castle River Wind Farm | 44 | CRW11 | 11 | 60 | 660 | 47 | 50 | Vestas | V47-660 | 2000/2001 | 49.5046 | -114.0256
Alberta | Castle River Wind Farm | 44 | CRW12 | 12 | 60 | 660 | 47 | 50 | Vestas | V47-660 | 2000/2001 | 49.5034 | -114.0256
Alberta | Castle River Wind Farm | 44 | CRW13 | 13 | 60 | 660 | 47 | 50 | Vestas | V47-660 | 2000/2001 | 49.5024 | -114.0256
Alberta | Castle River Wind Farm | 44 | CRW14 | 14 | 60 | 660 | 47 | 50 | Vestas | V47-660 | 2000/2001 | 49.5016 | -114.0256
Alberta | Castle River Wind Farm | 44 | CRW15 | 15 | 60 | 660 | 47 | 50 | Vestas | V47-660 | 2000/2001 | 49.5007 | -114.0256
Alberta | Castle River Wind Farm | 44 | CRW16 | 16 | 60 | 660 | 47 | 50 | Vestas | V47-660 | 2000/2001 | 49.4998 | -114.0256
Alberta | Castle River Wind Farm | 44 | CRW17 | 17 | 60 | 660 | 47 | 50 | Vestas | V47-660 | 2000/2001 | 49.4989 | -114.0256
Alberta | Castle River Wind Farm | 44 | CRW18 | 18 | 60 | 660 | 47 | 50 | Vestas | V47-660 | 2000/2001 | 49.5111 | -114.0373
Alberta | Castle River Wind Farm | 44 | CRW19 | 19 | 60 | 660 | 47 | 50 | Vestas | V47-660 | 2000/2001 | 49.5102 | -114.0373
Alberta | Castle River Wind Farm | 44 | CRW20 | 20 | 60 | 660 | 47 | 50 | Vestas | V47-660 | 2000/2001 | 49.5093 | -114.0373
Alberta | Castle River Wind Farm | 44 | CRW21 | 21 | 60 | 660 | 47 | 50 | Vestas | V47-660 | 2000/2001 | 49.5083 | -114.0375
Alberta | Castle River Wind Farm | 44 | CRW22 | 22 | 60 | 660 | 47 | 50 | Vestas | V47-660 | 2000/2001 | 49.5075 | -114.0381
Alberta | Castle River Wind Farm | 44 | CRW23 | 23 | 60 | 660 | 47 | 50 | Vestas | V47-660 | 2000/2001 | 49.5066 | -114.0385
Alberta | Castle River Wind Farm | 44 | CRW24 | 24 | 60 | 660 | 47 | 50 | Vestas | V47-660 | 2000/2001 | 49.5055 | -114.0387
Alberta | Castle River Wind Farm | 44 | CRW25 | 25 | 60 | 660 | 47 | 50 | Vestas | V47-660 | 2000/2001 | 49.5047 | -114.0391
Alberta | Castle River Wind Farm | 44 | CRW26 | 26 | 60 | 660 | 47 | 50 | Vestas | V47-660 | 2000/2001 | 49.5036 | -114.0395
Alberta | Castle River Wind Farm | 44 | CRW27 | 27 | 60 | 660 | 47 | 50 | Vestas | V47-660 | 2000/2001 | 49.5026 | -114.0398
Alberta | Castle River Wind Farm | 44 | CRW28 | 28 | 60 | 660 | 47 | 50 | Vestas | V47-660 | 2000/2001 | 49.5015 | -114.0402
Alberta | Castle River Wind Farm | 44 | CRW29 | 29 | 60 | 660 | 47 | 50 | Vestas | V47-660 | 2000/2001 | 49.5005 | -114.0405
Alberta | Castle River Wind Farm | 44 | CRW30 | 30 | 60 | 660 | 47 | 50 | Vestas | V47-660 | 2000/2001 | 49.4992 | -114.041
Alberta | Castle River Wind Farm | 44 | CRW31 | 31 | 60 | 660 | 47 | 50 | Vestas | V47-660 | 2000/2001 | 49.4983 | -114.0412
Alberta | Castle River Wind Farm | 44 | CRW32 | 32 | 60 | 660 | 47 | 50 | Vestas | V47-660 | 2000/2001 | 49.4975 | -114.0411
Alberta | Castle River Wind Farm | 44 | CRW33 | 33 | 60 | 660 | 47 | 50 | Vestas | V47-660 | 2000/2001 | 49.4967 | -114.0411
Alberta | Castle River Wind Farm | 44 | CRW34 | 34 | 60 | 660 | 47 | 50 | Vestas | V47-660 | 2000/2001 | 49.4957 | -114.0409
Alberta | Castle River Wind Farm | 44 | CRW35 | 35 | 60 | 660 | 47 | 50 | Vestas | V47-660 | 2000/2001 | 49.5029 | -114.045
Alberta | Castle River Wind Farm | 44 | CRW36 | 36 | 60 | 660 | 47 | 50 | Vestas | V47-660 | 2000/2001 | 49.502 | -114.0455
Alberta | Castle River Wind Farm | 44 | CRW37 | 37 | 60 | 660 | 47 | 50 | Vestas | V47-660 | 2000/2001 | 49.5011 | -114.0457
Alberta | Castle River Wind Farm | 44 | CRW38 | 38 | 60 | 660 | 47 | 50 | Vestas | V47-660 | 2000/2001 | 49.5002 | -114.0464
Alberta | Castle River Wind Farm | 44 | CRW39 | 39 | 60 | 660 | 47 | 50 | Vestas | V47-660 | 2000/2001 | 49.4992 | -114.0463
Alberta | Castle River Wind Farm | 44 | CRW40 | 40 | 60 | 660 | 47 | 50 | Vestas | V47-660 | 2000/2001 | 49.4972 | -114.0514
Alberta | Castle River Wind Farm | 44 | CRW41 | 41 | 60 | 660 | 47 | 50 | Vestas | V47-660 | 2000/2001 | 49.4962 | -114.0512
Alberta | Castle River Wind Farm | 44 | CRW42 | 42 | 60 | 660 | 47 | 50 | Vestas | V47-660 | 2000/2001 | 49.5214 | -114.0512
Alberta | Castle River Wind Farm | 44 | CRW43 | 43 | 60 | 660 | 47 | 50 | Vestas | V47-660 | 2000/2001 | 49.5198 | -114.0513
Alberta | Castle River Wind Farm | 44 | CRW44 | 44 | 60 | 660 | 47 | 50 | Vestas | V47-660 | 2000/2001 | 49.5187 | -114.0513
Alberta | Castle River Wind Farm | 44 | CRW45 | 45 | 60 | 660 | 47 | 50 | Vestas | V47-660 | 2000/2001 | 49.5177 | -114.0513
Alberta | Castle River Wind Farm | 44 | CRW46 | 46 | 60 | 660 | 47 | 50 | Vestas | V47-660 | 2000/2001 | 49.5167 | -114.0513
Alberta | Castle River Wind Farm | 44 | CRW47 | 47 | 60 | 660 | 47 | 50 | Vestas | V47-660 | 2000/2001 | 49.5155 | -114.0557
Alberta | Castle River Wind Farm | 44 | CRW48 | 48 | 60 | 660 | 47 | 50 | Vestas | V47-660 | 2000/2001 | 49.5146 | -114.0555
Alberta | Castle River Wind Farm | 44 | CRW49 | 49 | 60 | 660 | 47 | 50 | Vestas | V47-660 | 2000/2001 | 49.5138 | -114.0555
Alberta | Castle River Wind Farm | 44 | CRW50 | 50 | 60 | 660 | 47 | 50 | Vestas | V47-660 | 2000/2001 | 49.513 | -114.0555
Alberta | Castle River Wind Farm | 44 | CRW51 | 51 | 60 | 660 | 47 | 50 | Vestas | V47-660 | 2000/2001 | 49.5121 | -114.0555
Alberta | Castle River Wind Farm | 44 | CRW52 | 52 | 60 | 660 | 47 | 50 | Vestas | V47-660 | 2000/2001 | 49.5112 | -114.0555
Alberta | Castle River Wind Farm | 44 | CRW53 | 53 | 60 | 660 | 47 | 50 | Vestas | V47-660 | 2000/2001 | 49.5103 | -114.0556
Alberta | Castle River Wind Farm | 44 | CRW54 | 54 | 60 | 660 | 47 | 50 | Vestas | V47-660 | 2000/2001 | 49.5095 | -114.0555
Alberta | Castle River Wind Farm | 44 | CRW55 | 55 | 60 | 660 | 47 | 50 | Vestas | V47-660 | 2000/2001 | 49.5086 | -114.0556
Alberta | Castle River Wind Farm | 44 | CRW56 | 56 | 60 | 660 | 47 | 50 | Vestas | V47-660 | 2000/2001 | 49.5077 | -114.0556
Alberta | Castle River Wind Farm | 44 | CRW57 | 57 | 60 | 660 | 47 | 50 | Vestas | V47-660 | 2000/2001 | 49.5069 | -114.0556
Alberta | Castle River Wind Farm | 44 | CRW58 | 58 | 60 | 660 | 47 | 50 | Vestas | V47-660 | 2000/2001 | 49.5081 | -114.0676
Alberta | Castle River Wind Farm | 44 | CRW59 | 59 | 60 | 660 | 47 | 50 | Vestas | V47-660 | 2000/2001 | 49.5071 | -114.0676
Alberta | Castle River Wind Farm | 44 | CRW60 | 60 | 60 | 660 | 47 | 50 | Vestas | V47-660 | 2000/2001 | 49.5061 | -114.0676
Alberta | Castle Rock Ridge | 105.6 | CRR1 | 1 | 40 | 2310 | 71 | 64 | Enercon | E70-2.3 | 2012 | 49.5811 | -113.9996
Alberta | Castle Rock Ridge | 105.6 | CRR2 | 2 | 40 | 2310 | 71 | 64 | Enercon | E70-2.3 | 2012 | 49.58 | -113.9991
Alberta | Castle Rock Ridge | 105.6 | CRR3 | 3 | 40 | 2310 | 71 | 64 | Enercon | E70-2.3 | 2012 | 49.5789 | -113.9981
Alberta | Castle Rock Ridge | 105.6 | CRR4 | 4 | 40 | 2310 | 71 | 64 | Enercon | E70-2.3 | 2012 | 49.5751 | -113.9895
Alberta | Castle Rock Ridge | 105.6 | CRR5 | 5 | 40 | 2310 | 71 | 64 | Enercon | E70-2.3 | 2012 | 49.5738 | -113.9888
Alberta | Castle Rock Ridge | 105.6 | CRR6 | 6 | 40 | 2310 | 71 | 64 | Enercon | E70-2.3 | 2012 | 49.5726 | -113.9887
Alberta | Castle Rock Ridge | 105.6 | CRR7 | 7 | 40 | 2310 | 71 | 64 | Enercon | E70-2.3 | 2012 | 49.5712 | -113.9887
Alberta | Castle Rock Ridge | 105.6 | CRR8 | 8 | 40 | 2310 | 71 | 64 | Enercon | E70-2.3 | 2012 | 49.5698 | -113.9885
Alberta | Castle Rock Ridge | 105.6 | CRR9 | 9 | 40 | 2310 | 71 | 64 | Enercon | E70-2.3 | 2012 | 49.5685 | -113.988
Alberta | Castle Rock Ridge | 105.6 | CRR10 | 10 | 40 | 2310 | 71 | 64 | Enercon | E70-2.3 | 2012 | 49.5674 | -113.9868
Alberta | Castle Rock Ridge | 105.6 | CRR11 | 11 | 40 | 2310 | 71 | 64 | Enercon | E70-2.3 | 2012 | 49.5737 | -113.9789
Alberta | Castle Rock Ridge | 105.6 | CRR12 | 12 | 40 | 2310 | 71 | 64 | Enercon | E70-2.3 | 2012 | 49.5706 | -113.9779
Alberta | Castle Rock Ridge | 105.6 | CRR13 | 13 | 40 | 2310 | 71 | 64 | Enercon | E70-2.3 | 2012 | 49.5695 | -113.9774
Alberta | Castle Rock Ridge | 105.6 | CRR14 | 14 | 40 | 2310 | 71 | 64 | Enercon | E70-2.3 | 2012 | 49.5686 | -113.9767
Alberta | Castle Rock Ridge | 105.6 | CRR15 | 15 | 40 | 2310 | 71 | 64 | Enercon | E70-2.3 | 2012 | 49.5665 | -113.9716
Alberta | Castle Rock Ridge | 105.6 | CRR16 | 16 | 40 | 2310 | 71 | 64 | Enercon | E70-2.3 | 2012 | 49.5654 | -113.9707
Alberta | Castle Rock Ridge | 105.6 | CRR17 | 17 | 40 | 2310 | 71 | 64 | Enercon | E70-2.3 | 2012 | 49.564 | -113.9696
Alberta | Castle Rock Ridge | 105.6 | CRR18 | 18 | 40 | 2310 | 71 | 64 | Enercon | E70-2.3 | 2012 | 49.5599 | -113.9667
Alberta | Castle Rock Ridge | 105.6 | CRR19 | 19 | 40 | 2310 | 71 | 64 | Enercon | E70-2.3 | 2012 | 49.5584 | -113.9659
Alberta | Castle Rock Ridge | 105.6 | CRR20 | 20 | 40 | 2310 | 71 | 64 | Enercon | E70-2.3 | 2012 | 49.5572 | -113.964
Alberta | Castle Rock Ridge | 105.6 | CRR21 | 21 | 40 | 2310 | 71 | 64 | Enercon | E70-2.3 | 2012 | 49.556 | -113.963
Alberta | Castle Rock Ridge | 105.6 | CRR22 | 22 | 40 | 2310 | 71 | 64 | Enercon | E70-2.3 | 2012 | 49.5548 | -113.962
Alberta | Castle Rock Ridge | 105.6 | CRR23 | 23 | 40 | 2310 | 71 | 64 | Enercon | E70-2.3 | 2012 | 49.5538 | -113.9608
Alberta | Castle Rock Ridge | 105.6 | CRR24 | 24 | 40 | 2310 | 71 | 64 | Enercon | E70-2.3 | 2012 | 49.5509 | -113.958
Alberta | Castle Rock Ridge | 105.6 | CRR25 | 25 | 40 | 2310 | 71 | 64 | Enercon | E70-2.3 | 2012 | 49.549 | -113.9577
Alberta | Castle Rock Ridge | 105.6 | CRR26 | 26 | 40 | 2310 | 71 | 64 | Enercon | E70-2.3 | 2012 | 49.5426 | -113.9481
Alberta | Castle Rock Ridge | 105.6 | CRR27 | 27 | 40 | 2310 | 71 | 64 | Enercon | E70-2.3 | 2012 | 49.5413 | -113.9468
Alberta | Castle Rock Ridge | 105.6 | CRR28 | 28 | 40 | 2310 | 71 | 64 | Enercon | E70-2.3 | 2012 | 49.5398 | -113.945
Alberta | Castle Rock Ridge | 105.6 | CRR29 | 29 | 40 | 2310 | 71 | 64 | Enercon | E70-2.3 | 2012 | 49.5377 | -113.943
Alberta | Castle Rock Ridge | 105.6 | CRR30 | 30 | 40 | 2310 | 71 | 64 | Enercon | E70-2.3 | 2012 | 49.5333 | -113.9382
Alberta | Castle Rock Ridge | 105.6 | CRR31 | 31 | 40 | 2310 | 71 | 64 | Enercon | E70-2.3 | 2012 | 49.5323 | -113.937
Alberta | Castle Rock Ridge | 105.6 | CRR32 | 32 | 40 | 2310 | 71 | 64 | Enercon | E70-2.3 | 2012 | 49.5312 | -113.9359
Alberta | Castle Rock Ridge | 105.6 | CRR33 | 33 | 40 | 2310 | 71 | 64 | Enercon | E70-2.3 | 2012 | 49.5299 | -113.9344
Alberta | Castle Rock Ridge | 105.6 | CRR34 | 34 | 40 | 4200 | 136 | 82 | Vestas | V136-4.2 | 2020 | 49.5654 | -113.9846
Alberta | Castle Rock Ridge | 105.6 | CRR35 | 35 | 40 | 4200 | 136 | 82 | Vestas | V136-4.2 | 2020 | 49.5626 | -113.9815
Alberta | Castle Rock Ridge | 105.6 | CRR36 | 36 | 40 | 4200 | 136 | 82 | Vestas | V136-4.2 | 2020 | 49.5589 | -113.9829
Alberta | Castle Rock Ridge | 105.6 | CRR37 | 37 | 40 | 4200 | 136 | 82 | Vestas | V136-4.2 | 2020 | 49.5555 | -113.9851
Alberta | Castle Rock Ridge | 105.6 | CRR38 | 38 | 40 | 4200 | 136 | 82 | Vestas | V136-4.2 | 2020 | 49.5627 | -113.9671
Alberta | Castle Rock Ridge | 105.6 | CRR39 | 39 | 40 | 4200 | 136 | 82 | Vestas | V136-4.2 | 2020 | 49.5597 | -113.9553
Alberta | Castle Rock Ridge | 105.6 | CRR40 | 40 | 40 | 4200 | 136 | 82 | Vestas | V136-4.2 | 2020 | 49.5563 | -113.9547
Alberta | Chin Chute | 30 | CHC1 | 1 | 20 | 1500 | 77 | 65 | General Electric | GE 1.5SLE | 2006 | 49.6922 | -112.3511
Alberta | Chin Chute | 30 | CHC2 | 2 | 20 | 1500 | 77 | 65 | General Electric | GE 1.5SLE | 2006 | 49.6908 | -112.3494
Alberta | Chin Chute | 30 | CHC3 | 3 | 20 | 1500 | 77 | 65 | General Electric | GE 1.5SLE | 2006 | 49.687 | -112.3427
Alberta | Chin Chute | 30 | CHC4 | 4 | 20 | 1500 | 77 | 65 | General Electric | GE 1.5SLE | 2006 | 49.6863 | -112.34
Alberta | Chin Chute | 30 | CHC5 | 5 | 20 | 1500 | 77 | 65 | General Electric | GE 1.5SLE | 2006 | 49.6856 | -112.3375
Alberta | Chin Chute | 30 | CHC6 | 6 | 20 | 1500 | 77 | 65 | General Electric | GE 1.5SLE | 2006 | 49.685 | -112.3348
Alberta | Chin Chute | 30 | CHC7 | 7 | 20 | 1500 | 77 | 65 | General Electric | GE 1.5SLE | 2006 | 49.6932 | -112.3341
Alberta | Chin Chute | 30 | CHC8 | 8 | 20 | 1500 | 77 | 65 | General Electric | GE 1.5SLE | 2006 | 49.6923 | -112.3314
Alberta | Chin Chute | 30 | CHC9 | 9 | 20 | 1500 | 77 | 65 | General Electric | GE 1.5SLE | 2006 | 49.6913 | -112.3292
Alberta | Chin Chute | 30 | CHC10 | 10 | 20 | 1500 | 77 | 65 | General Electric | GE 1.5SLE | 2006 | 49.6868 | -112.3249
Alberta | Chin Chute | 30 | CHC11 | 11 | 20 | 1500 | 77 | 65 | General Electric | GE 1.5SLE | 2006 | 49.6857 | -112.3222
Alberta | Chin Chute | 30 | CHC12 | 12 | 20 | 1500 | 77 | 65 | General Electric | GE 1.5SLE | 2006 | 49.6844 | -112.32
Alberta | Chin Chute | 30 | CHC13 | 13 | 20 | 1500 | 77 | 65 | General Electric | GE 1.5SLE | 2006 | 49.6832 | -112.3177
Alberta | Chin Chute | 30 | CHC14 | 14 | 20 | 1500 | 77 | 65 | General Electric | GE 1.5SLE | 2006 | 49.6822 | -112.3154
Alberta | Chin Chute | 30 | CHC15 | 15 | 20 | 1500 | 77 | 65 | General Electric | GE 1.5SLE | 2006 | 49.6809 | -112.3133
Alberta | Chin Chute | 30 | CHC16 | 16 | 20 | 1500 | 77 | 65 | General Electric | GE 1.5SLE | 2006 | 49.6796 | -112.3111
Alberta | Chin Chute | 30 | CHC17 | 17 | 20 | 1500 | 77 | 65 | General Electric | GE 1.5SLE | 2006 | 49.6784 | -112.3088
Alberta | Chin Chute | 30 | CHC18 | 18 | 20 | 1500 | 77 | 65 | General Electric | GE 1.5SLE | 2006 | 49.677 | -112.3057
Alberta | Chin Chute | 30 | CHC19 | 19 | 20 | 1500 | 77 | 65 | General Electric | GE 1.5SLE | 2006 | 49.6757 | -112.3011
Alberta | Chin Chute | 30 | CHC20 | 20 | 20 | 1500 | 77 | 65 | General Electric | GE 1.5SLE | 2006 | 49.6747 | -112.2986
Alberta | Cowley North | 19.5 | CON1 | 1 | 15 | 1300 | 60 | 46 | Nordex | N60-1.3 | 2001 | 49.5688 | -114.1104
Alberta | Cowley North | 19.5 | CON2 | 2 | 15 | 1300 | 60 | 46 | Nordex | N60-1.3 | 2001 | 49.5679 | -114.1097
Alberta | Cowley North | 19.5 | CON3 | 3 | 15 | 1300 | 60 | 46 | Nordex | N60-1.3 | 2001 | 49.567 | -114.1103
Alberta | Cowley North | 19.5 | CON4 | 4 | 15 | 1300 | 60 | 46 | Nordex | N60-1.3 | 2001 | 49.566 | -114.1105
Alberta | Cowley North | 19.5 | CON5 | 5 | 15 | 1300 | 60 | 46 | Nordex | N60-1.3 | 2001 | 49.565 | -114.1104
Alberta | Cowley North | 19.5 | CON6 | 6 | 15 | 1300 | 60 | 46 | Nordex | N60-1.3 | 2001 | 49.5639 | -114.1101
Alberta | Cowley North | 19.5 | CON7 | 7 | 15 | 1300 | 60 | 46 | Nordex | N60-1.3 | 2001 | 49.5632 | -114.1092
Alberta | Cowley North | 19.5 | CON8 | 8 | 15 | 1300 | 60 | 46 | Nordex | N60-1.3 | 2001 | 49.5624 | -114.1083
Alberta | Cowley North | 19.5 | CON9 | 9 | 15 | 1300 | 60 | 46 | Nordex | N60-1.3 | 2001 | 49.5617 | -114.1072
Alberta | Cowley North | 19.5 | CON10 | 10 | 15 | 1300 | 60 | 46 | Nordex | N60-1.3 | 2001 | 49.5609 | -114.1061
Alberta | Cowley North | 19.5 | CON11 | 11 | 15 | 1300 | 60 | 46 | Nordex | N60-1.3 | 2001 | 49.56 | -114.1054
Alberta | Cowley North | 19.5 | CON12 | 12 | 15 | 1300 | 60 | 46 | Nordex | N60-1.3 | 2001 | 49.559 | -114.1051
Alberta | Cowley North | 19.5 | CON13 | 13 | 15 | 1300 | 60 | 46 | Nordex | N60-1.3 | 2001 | 49.558 | -114.1047
Alberta | Cowley North | 19.5 | CON14 | 14 | 15 | 1300 | 60 | 46 | Nordex | N60-1.3 | 2001 | 49.5571 | -114.1044
Alberta | Cowley North | 19.5 | CON15 | 15 | 15 | 1300 | 60 | 46 | Nordex | N60-1.3 | 2001 | 49.5562 | -114.1036
Alberta | Cypress | 247 | CYP1 | 1 | 48 | 5200 | 145 | 90 | Siemens-Gamesa | SG 5.0/5.2-145 | 2022 | 49.8712 | -110.4086 | Turbines rated 5.0 MW (10) and 5.2 MW (38) for a total project capacity of 247 MW
Alberta | Cypress | 247 | CYP2 | 2 | 48 | 5200 | 145 | 90 | Siemens-Gamesa | SG 5.0/5.2-145 | 2022 | 49.8713 | -110.3713 | Turbines rated 5.0 MW (10) and 5.2 MW (38) for a total project capacity of 247 MW
Alberta | Cypress | 247 | CYP3 | 3 | 48 | 5200 | 145 | 90 | Siemens-Gamesa | SG 5.0/5.2-145 | 2022 | 49.8652 | -110.3706 | Turbines rated 5.0 MW (10) and 5.2 MW (38) for a total project capacity of 247 MW
Alberta | Cypress | 247 | CYP4 | 4 | 48 | 5200 | 145 | 90 | Siemens-Gamesa | SG 5.0/5.2-145 | 2022 | 49.8633 | -110.3859 | Turbines rated 5.0 MW (10) and 5.2 MW (38) for a total project capacity of 247 MW
Alberta | Cypress | 247 | CYP5 | 5 | 48 | 5200 | 145 | 90 | Siemens-Gamesa | SG 5.0/5.2-145 | 2022 | 49.8651 | -110.4067 | Turbines rated 5.0 MW (10) and 5.2 MW (38) for a total project capacity of 247 MW
Alberta | Cypress | 247 | CYP6 | 6 | 48 | 5200 | 145 | 90 | Siemens-Gamesa | SG 5.0/5.2-145 | 2022 | 49.8611 | -110.4307 | Turbines rated 5.0 MW (10) and 5.2 MW (38) for a total project capacity of 247 MW
Alberta | Cypress | 247 | CYP7 | 7 | 48 | 5200 | 145 | 90 | Siemens-Gamesa | SG 5.0/5.2-145 | 2022 | 49.8615 | -110.4157 | Turbines rated 5.0 MW (10) and 5.2 MW (38) for a total project capacity of 247 MW
Alberta | Cypress | 247 | CYP8 | 8 | 48 | 5200 | 145 | 90 | Siemens-Gamesa | SG 5.0/5.2-145 | 2022 | 49.8597 | -110.3724 | Turbines rated 5.0 MW (10) and 5.2 MW (38) for a total project capacity of 247 MW
Alberta | Cypress | 247 | CYP9 | 9 | 48 | 5200 | 145 | 90 | Siemens-Gamesa | SG 5.0/5.2-145 | 2022 | 49.8578 | -110.3587 | Turbines rated 5.0 MW (10) and 5.2 MW (38) for a total project capacity of 247 MW
Alberta | Cypress | 247 | CYP10 | 10 | 48 | 5200 | 145 | 90 | Siemens-Gamesa | SG 5.0/5.2-145 | 2022 | 49.8522 | -110.3474 | Turbines rated 5.0 MW (10) and 5.2 MW (38) for a total project capacity of 247 MW
Alberta | Cypress | 247 | CYP11 | 11 | 48 | 5200 | 145 | 90 | Siemens-Gamesa | SG 5.0/5.2-145 | 2022 | 49.8466 | -110.3483 | Turbines rated 5.0 MW (10) and 5.2 MW (38) for a total project capacity of 247 MW
Alberta | Cypress | 247 | CYP12 | 12 | 48 | 5200 | 145 | 90 | Siemens-Gamesa | SG 5.0/5.2-145 | 2022 | 49.8404 | -110.3586 | Turbines rated 5.0 MW (10) and 5.2 MW (38) for a total project capacity of 247 MW
Alberta | Cypress | 247 | CYP13 | 13 | 48 | 5200 | 145 | 90 | Siemens-Gamesa | SG 5.0/5.2-145 | 2022 | 49.8378 | -110.352 | Turbines rated 5.0 MW (10) and 5.2 MW (38) for a total project capacity of 247 MW
Alberta | Cypress | 247 | CYP14 | 14 | 48 | 5200 | 145 | 90 | Siemens-Gamesa | SG 5.0/5.2-145 | 2022 | 49.8323 | -110.352 | Turbines rated 5.0 MW (10) and 5.2 MW (38) for a total project capacity of 247 MW
Alberta | Cypress | 247 | CYP15 | 15 | 48 | 5200 | 145 | 90 | Siemens-Gamesa | SG 5.0/5.2-145 | 2022 | 49.8316 | -110.3634 | Turbines rated 5.0 MW (10) and 5.2 MW (38) for a total project capacity of 247 MW
Alberta | Cypress | 247 | CYP16 | 16 | 48 | 5200 | 145 | 90 | Siemens-Gamesa | SG 5.0/5.2-145 | 2022 | 49.8251 | -110.3736 | Turbines rated 5.0 MW (10) and 5.2 MW (38) for a total project capacity of 247 MW
Alberta | Cypress | 247 | CYP17 | 17 | 48 | 5200 | 145 | 90 | Siemens-Gamesa | SG 5.0/5.2-145 | 2022 | 49.8239 | -110.3576 | Turbines rated 5.0 MW (10) and 5.2 MW (38) for a total project capacity of 247 MW
Alberta | Cypress | 247 | CYP18 | 18 | 48 | 5200 | 145 | 90 | Siemens-Gamesa | SG 5.0/5.2-145 | 2022 | 49.8183 | -110.359 | Turbines rated 5.0 MW (10) and 5.2 MW (38) for a total project capacity of 247 MW
Alberta | Cypress | 247 | CYP19 | 19 | 48 | 5200 | 145 | 90 | Siemens-Gamesa | SG 5.0/5.2-145 | 2022 | 49.8188 | -110.3725 | Turbines rated 5.0 MW (10) and 5.2 MW (38) for a total project capacity of 247 MW
Alberta | Cypress | 247 | CYP20 | 20 | 48 | 5200 | 145 | 90 | Siemens-Gamesa | SG 5.0/5.2-145 | 2022 | 49.8104 | -110.3493 | Turbines rated 5.0 MW (10) and 5.2 MW (38) for a total project capacity of 247 MW
Alberta | Cypress | 247 | CYP21 | 21 | 48 | 5200 | 145 | 90 | Siemens-Gamesa | SG 5.0/5.2-145 | 2022 | 49.8115 | -110.3583 | Turbines rated 5.0 MW (10) and 5.2 MW (38) for a total project capacity of 247 MW
Alberta | Cypress | 247 | CYP22 | 22 | 48 | 5200 | 145 | 90 | Siemens-Gamesa | SG 5.0/5.2-145 | 2022 | 49.8084 | -110.3689 | Turbines rated 5.0 MW (10) and 5.2 MW (38) for a total project capacity of 247 MW
Alberta | Cypress | 247 | CYP23 | 23 | 48 | 5200 | 145 | 90 | Siemens-Gamesa | SG 5.0/5.2-145 | 2022 | 49.8129 | -110.3737 | Turbines rated 5.0 MW (10) and 5.2 MW (38) for a total project capacity of 247 MW
Alberta | Cypress | 247 | CYP24 | 24 | 48 | 5200 | 145 | 90 | Siemens-Gamesa | SG 5.0/5.2-145 | 2022 | 49.8178 | -110.3964 | Turbines rated 5.0 MW (10) and 5.2 MW (38) for a total project capacity of 247 MW
Alberta | Cypress | 247 | CYP25 | 25 | 48 | 5200 | 145 | 90 | Siemens-Gamesa | SG 5.0/5.2-145 | 2022 | 49.8172 | -110.3856 | Turbines rated 5.0 MW (10) and 5.2 MW (38) for a total project capacity of 247 MW
Alberta | Cypress | 247 | CYP26 | 26 | 48 | 5200 | 145 | 90 | Siemens-Gamesa | SG 5.0/5.2-145 | 2022 | 49.8119 | -110.3855 | Turbines rated 5.0 MW (10) and 5.2 MW (38) for a total project capacity of 247 MW
Alberta | Cypress | 247 | CYP27 | 27 | 48 | 5200 | 145 | 90 | Siemens-Gamesa | SG 5.0/5.2-145 | 2023 | 49.8088 | -110.3954 | Turbines rated 5.0 MW (10) and 5.2 MW (38) for a total project capacity of 247 MW
Alberta | Cypress | 247 | CYP28 | 28 | 48 | 5200 | 145 | 90 | Siemens-Gamesa | SG 5.0/5.2-145 | 2022 | 49.8059 | -110.3854 | Turbines rated 5.0 MW (10) and 5.2 MW (38) for a total project capacity of 247 MW
Alberta | Cypress | 247 | CYP29 | 29 | 48 | 5200 | 145 | 90 | Siemens-Gamesa | SG 5.0/5.2-145 | 2022 | 49.8013 | -110.3827 | Turbines rated 5.0 MW (10) and 5.2 MW (38) for a total project capacity of 247 MW
Alberta | Cypress | 247 | CYP30 | 30 | 48 | 5200 | 145 | 90 | Siemens-Gamesa | SG 5.0/5.2-145 | 2022 | 49.8027 | -110.3707 | Turbines rated 5.0 MW (10) and 5.2 MW (38) for a total project capacity of 247 MW
Alberta | Cypress | 247 | CYP31 | 31 | 48 | 5200 | 145 | 90 | Siemens-Gamesa | SG 5.0/5.2-145 | 2022 | 49.8018 | -110.3609 | Turbines rated 5.0 MW (10) and 5.2 MW (38) for a total project capacity of 247 MW
Alberta | Cypress | 247 | CYP32 | 32 | 48 | 5200 | 145 | 90 | Siemens-Gamesa | SG 5.0/5.2-145 | 2023 | 49.7947 | -110.3915 | Turbines rated 5.0 MW (10) and 5.2 MW (38) for a total project capacity of 247 MW
Alberta | Cypress | 247 | CYP33 | 33 | 48 | 5200 | 145 | 90 | Siemens-Gamesa | SG 5.0/5.2-145 | 2023 | 49.795 | -110.3819 | Turbines rated 5.0 MW (10) and 5.2 MW (38) for a total project capacity of 247 MW
Alberta | Cypress | 247 | CYP34 | 34 | 48 | 5200 | 145 | 90 | Siemens-Gamesa | SG 5.0/5.2-145 | 2023 | 49.794 | -110.374 | Turbines rated 5.0 MW (10) and 5.2 MW (38) for a total project capacity of 247 MW
Alberta | Cypress | 247 | CYP35 | 35 | 48 | 5200 | 145 | 90 | Siemens-Gamesa | SG 5.0/5.2-145 | 2023 | 49.7912 | -110.3692 | Turbines rated 5.0 MW (10) and 5.2 MW (38) for a total project capacity of 247 MW
Alberta | Cypress | 247 | CYP36 | 36 | 48 | 5200 | 145 | 90 | Siemens-Gamesa | SG 5.0/5.2-145 | 2022 | 49.8557 | -110.4277 | Turbines rated 5.0 MW (10) and 5.2 MW (38) for a total project capacity of 247 MW
Alberta | Cypress | 247 | CYP37 | 37 | 48 | 5200 | 145 | 90 | Siemens-Gamesa | SG 5.0/5.2-145 | 2022 | 49.8532 | -110.439 | Turbines rated 5.0 MW (10) and 5.2 MW (38) for a total project capacity of 247 MW
Alberta | Cypress | 247 | CYP38 | 38 | 48 | 5200 | 145 | 90 | Siemens-Gamesa | SG 5.0/5.2-145 | 2022 | 49.8492 | -110.4483 | Turbines rated 5.0 MW (10) and 5.2 MW (38) for a total project capacity of 247 MW
Alberta | Cypress | 247 | CYP39 | 39 | 48 | 5200 | 145 | 90 | Siemens-Gamesa | SG 5.0/5.2-145 | 2022 | 49.8473 | -110.4392 | Turbines rated 5.0 MW (10) and 5.2 MW (38) for a total project capacity of 247 MW
Alberta | Cypress | 247 | CYP40 | 40 | 48 | 5200 | 145 | 90 | Siemens-Gamesa | SG 5.0/5.2-145 | 2022 | 49.8485 | -110.4294 | Turbines rated 5.0 MW (10) and 5.2 MW (38) for a total project capacity of 247 MW
Alberta | Cypress | 247 | CYP41 | 41 | 48 | 5200 | 145 | 90 | Siemens-Gamesa | SG 5.0/5.2-145 | 2023 | 49.8419 | -110.441 | Turbines rated 5.0 MW (10) and 5.2 MW (38) for a total project capacity of 247 MW
Alberta | Cypress | 247 | CYP42 | 42 | 48 | 5200 | 145 | 90 | Siemens-Gamesa | SG 5.0/5.2-145 | 2023 | 49.8423 | -110.4304 | Turbines rated 5.0 MW (10) and 5.2 MW (38) for a total project capacity of 247 MW
Alberta | Cypress | 247 | CYP43 | 43 | 48 | 5200 | 145 | 90 | Siemens-Gamesa | SG 5.0/5.2-145 | 2022 | 49.8423 | -110.4072 | Turbines rated 5.0 MW (10) and 5.2 MW (38) for a total project capacity of 247 MW
Alberta | Cypress | 247 | CYP44 | 44 | 48 | 5200 | 145 | 90 | Siemens-Gamesa | SG 5.0/5.2-145 | 2023 | 49.8329 | -110.4468 | Turbines rated 5.0 MW (10) and 5.2 MW (38) for a total project capacity of 247 MW
Alberta | Cypress | 247 | CYP45 | 45 | 48 | 5200 | 145 | 90 | Siemens-Gamesa | SG 5.0/5.2-145 | 2023 | 49.8305 | -110.437 | Turbines rated 5.0 MW (10) and 5.2 MW (38) for a total project capacity of 247 MW
Alberta | Cypress | 247 | CYP46 | 46 | 48 | 5200 | 145 | 90 | Siemens-Gamesa | SG 5.0/5.2-145 | 2022 | 49.8349 | -110.4211 | Turbines rated 5.0 MW (10) and 5.2 MW (38) for a total project capacity of 247 MW
Alberta | Cypress | 247 | CYP47 | 47 | 48 | 5200 | 145 | 90 | Siemens-Gamesa | SG 5.0/5.2-145 | 2022 | 49.858 | -110.4411 | Turbines rated 5.0 MW (10) and 5.2 MW (38) for a total project capacity of 247 MW
Alberta | Cypress | 247 | CYP48 | 48 | 48 | 5200 | 145 | 90 | Siemens-Gamesa | SG 5.0/5.2-145 | 2022 | 49.854 | -110.3533 | Turbines rated 5.0 MW (10) and 5.2 MW (38) for a total project capacity of 247 MW
Alberta | Forty Mile Bow Island - Phase 1 | 280 | FMBI1 | 1 | 49 | 5700 | 155 | 108 | Nordex | N155/5.7 | 2025 | 49.8926 | -111.2495 | This Forty Mile Project refers to the one owned by Acciona Energy (AECG). AESO Market Report indicates 266 MW of grid-connected capacity as of Nov 2025.
Alberta | Forty Mile Bow Island - Phase 1 | 280 | FMBI2 | 2 | 49 | 5700 | 155 | 108 | Nordex | N155/5.7 | 2025 | 49.8812 | -111.2603 | This Forty Mile Project refers to the one owned by Acciona Energy (AECG). AESO Market Report indicates 266 MW of grid-connected capacity as of Nov 2025.
Alberta | Forty Mile Bow Island - Phase 1 | 280 | FMBI3 | 3 | 49 | 5700 | 155 | 108 | Nordex | N155/5.7 | 2025 | 49.8798 | -111.2473 | This Forty Mile Project refers to the one owned by Acciona Energy (AECG). AESO Market Report indicates 266 MW of grid-connected capacity as of Nov 2025.
Alberta | Forty Mile Bow Island - Phase 1 | 280 | FMBI4 | 4 | 49 | 5700 | 155 | 108 | Nordex | N155/5.7 | 2025 | 49.8647 | -111.2792 | This Forty Mile Project refers to the one owned by Acciona Energy (AECG). AESO Market Report indicates 266 MW of grid-connected capacity as of Nov 2025.
Alberta | Forty Mile Bow Island - Phase 1 | 280 | FMBI5 | 5 | 49 | 5700 | 155 | 108 | Nordex | N155/5.7 | 2025 | 49.8642 | -111.2723 | This Forty Mile Project refers to the one owned by Acciona Energy (AECG). AESO Market Report indicates 266 MW of grid-connected capacity as of Nov 2025.
Alberta | Forty Mile Bow Island - Phase 1 | 280 | FMBI6 | 6 | 49 | 5700 | 155 | 108 | Nordex | N155/5.7 | 2025 | 49.8613 | -111.2651 | This Forty Mile Project refers to the one owned by Acciona Energy (AECG). AESO Market Report indicates 266 MW of grid-connected capacity as of Nov 2025.
Alberta | Forty Mile Bow Island - Phase 1 | 280 | FMBI7 | 7 | 49 | 5700 | 155 | 108 | Nordex | N155/5.7 | 2025 | 49.8605 | -111.2549 | This Forty Mile Project refers to the one owned by Acciona Energy (AECG). AESO Market Report indicates 266 MW of grid-connected capacity as of Nov 2025.
Alberta | Forty Mile Bow Island - Phase 1 | 280 | FMBI8 | 8 | 49 | 5700 | 155 | 108 | Nordex | N155/5.7 | 2025 | 49.858 | -111.2497 | This Forty Mile Project refers to the one owned by Acciona Energy (AECG). AESO Market Report indicates 266 MW of grid-connected capacity as of Nov 2025.
Alberta | Forty Mile Bow Island - Phase 1 | 280 | FMBI9 | 9 | 49 | 5700 | 155 | 108 | Nordex | N155/5.7 | 2025 | 49.8494 | -111.2325 | This Forty Mile Project refers to the one owned by Acciona Energy (AECG). AESO Market Report indicates 266 MW of grid-connected capacity as of Nov 2025.
Alberta | Forty Mile Bow Island - Phase 1 | 280 | FMBI10 | 10 | 49 | 5700 | 155 | 108 | Nordex | N155/5.7 | 2025 | 49.8485 | -111.2208 | This Forty Mile Project refers to the one owned by Acciona Energy (AECG). AESO Market Report indicates 266 MW of grid-connected capacity as of Nov 2025.
Alberta | Forty Mile Bow Island - Phase 1 | 280 | FMBI11 | 11 | 49 | 5700 | 155 | 108 | Nordex | N155/5.7 | 2025 | 49.8424 | -111.2072 | This Forty Mile Project refers to the one owned by Acciona Energy (AECG). AESO Market Report indicates 266 MW of grid-connected capacity as of Nov 2025.
Alberta | Forty Mile Bow Island - Phase 1 | 280 | FMBI12 | 12 | 49 | 5700 | 155 | 108 | Nordex | N155/5.7 | 2025 | 49.8357 | -111.2061 | This Forty Mile Project refers to the one owned by Acciona Energy (AECG). AESO Market Report indicates 266 MW of grid-connected capacity as of Nov 2025.
Alberta | Forty Mile Bow Island - Phase 1 | 280 | FMBI13 | 13 | 49 | 5700 | 155 | 108 | Nordex | N155/5.7 | 2025 | 49.8308 | -111.1982 | This Forty Mile Project refers to the one owned by Acciona Energy (AECG). AESO Market Report indicates 266 MW of grid-connected capacity as of Nov 2025.
Alberta | Forty Mile Bow Island - Phase 1 | 280 | FMBI14 | 14 | 49 | 5700 | 155 | 108 | Nordex | N155/5.7 | 2025 | 49.8551 | -111.2726 | This Forty Mile Project refers to the one owned by Acciona Energy (AECG). AESO Market Report indicates 266 MW of grid-connected capacity as of Nov 2025.
Alberta | Forty Mile Bow Island - Phase 1 | 280 | FMBI15 | 15 | 49 | 5700 | 155 | 108 | Nordex | N155/5.7 | 2025 | 49.8477 | -111.2503 | This Forty Mile Project refers to the one owned by Acciona Energy (AECG). AESO Market Report indicates 266 MW of grid-connected capacity as of Nov 2025.
Alberta | Forty Mile Bow Island - Phase 1 | 280 | FMBI16 | 16 | 49 | 5700 | 155 | 108 | Nordex | N155/5.7 | 2025 | 49.8426 | -111.2406 | This Forty Mile Project refers to the one owned by Acciona Energy (AECG). AESO Market Report indicates 266 MW of grid-connected capacity as of Nov 2025.
Alberta | Forty Mile Bow Island - Phase 1 | 280 | FMBI17 | 17 | 49 | 5700 | 155 | 108 | Nordex | N155/5.7 | 2025 | 49.8416 | -111.266 | This Forty Mile Project refers to the one owned by Acciona Energy (AECG). AESO Market Report indicates 266 MW of grid-connected capacity as of Nov 2025.
Alberta | Forty Mile Bow Island - Phase 1 | 280 | FMBI18 | 18 | 49 | 5700 | 155 | 108 | Nordex | N155/5.7 | 2025 | 49.8383 | -111.2614 | This Forty Mile Project refers to the one owned by Acciona Energy (AECG). AESO Market Report indicates 266 MW of grid-connected capacity as of Nov 2025.
Alberta | Forty Mile Bow Island - Phase 1 | 280 | FMBI19 | 19 | 49 | 5700 | 155 | 108 | Nordex | N155/5.7 | 2025 | 49.8351 | -111.2526 | This Forty Mile Project refers to the one owned by Acciona Energy (AECG). AESO Market Report indicates 266 MW of grid-connected capacity as of Nov 2025.
Alberta | Forty Mile Bow Island - Phase 1 | 280 | FMBI20 | 20 | 49 | 5700 | 155 | 108 | Nordex | N155/5.7 | 2025 | 49.8278 | -111.2506 | This Forty Mile Project refers to the one owned by Acciona Energy (AECG). AESO Market Report indicates 266 MW of grid-connected capacity as of Nov 2025.
Alberta | Forty Mile Bow Island - Phase 1 | 280 | FMBI21 | 21 | 49 | 5700 | 155 | 108 | Nordex | N155/5.7 | 2025 | 49.8291 | -111.2756 | This Forty Mile Project refers to the one owned by Acciona Energy (AECG). AESO Market Report indicates 266 MW of grid-connected capacity as of Nov 2025.
Alberta | Forty Mile Bow Island - Phase 1 | 280 | FMBI22 | 22 | 49 | 5700 | 155 | 108 | Nordex | N155/5.7 | 2025 | 49.8266 | -111.2634 | This Forty Mile Project refers to the one owned by Acciona Energy (AECG). AESO Market Report indicates 266 MW of grid-connected capacity as of Nov 2025.
Alberta | Forty Mile Bow Island - Phase 1 | 280 | FMBI23 | 23 | 49 | 5700 | 155 | 108 | Nordex | N155/5.7 | 2025 | 49.8195 | -111.2731 | This Forty Mile Project refers to the one owned by Acciona Energy (AECG). AESO Market Report indicates 266 MW of grid-connected capacity as of Nov 2025.
Alberta | Forty Mile Bow Island - Phase 1 | 280 | FMBI24 | 24 | 49 | 5700 | 155 | 108 | Nordex | N155/5.7 | 2025 | 49.7966 | -111.2789 | This Forty Mile Project refers to the one owned by Acciona Energy (AECG). AESO Market Report indicates 266 MW of grid-connected capacity as of Nov 2025.
Alberta | Forty Mile Bow Island - Phase 1 | 280 | FMBI25 | 25 | 49 | 5700 | 155 | 108 | Nordex | N155/5.7 | 2025 | 49.796 | -111.2721 | This Forty Mile Project refers to the one owned by Acciona Energy (AECG). AESO Market Report indicates 266 MW of grid-connected capacity as of Nov 2025.
Alberta | Forty Mile Bow Island - Phase 1 | 280 | FMBI26 | 26 | 49 | 5700 | 155 | 108 | Nordex | N155/5.7 | 2025 | 49.7972 | -111.2604 | This Forty Mile Project refers to the one owned by Acciona Energy (AECG). AESO Market Report indicates 266 MW of grid-connected capacity as of Nov 2025.
Alberta | Forty Mile Bow Island - Phase 1 | 280 | FMBI27 | 27 | 49 | 5700 | 155 | 108 | Nordex | N155/5.7 | 2025 | 49.7928 | -111.2305 | This Forty Mile Project refers to the one owned by Acciona Energy (AECG). AESO Market Report indicates 266 MW of grid-connected capacity as of Nov 2025.
Alberta | Forty Mile Bow Island - Phase 1 | 280 | FMBI28 | 28 | 49 | 5700 | 155 | 108 | Nordex | N155/5.7 | 2025 | 49.7886 | -111.2312 | This Forty Mile Project refers to the one owned by Acciona Energy (AECG). AESO Market Report indicates 266 MW of grid-connected capacity as of Nov 2025.
Alberta | Forty Mile Bow Island - Phase 1 | 280 | FMBI29 | 29 | 49 | 5700 | 155 | 108 | Nordex | N155/5.7 | 2025 | 49.8037 | -111.3285 | This Forty Mile Project refers to the one owned by Acciona Energy (AECG). AESO Market Report indicates 266 MW of grid-connected capacity as of Nov 2025.
Alberta | Forty Mile Bow Island - Phase 1 | 280 | FMBI30 | 30 | 49 | 5700 | 155 | 108 | Nordex | N155/5.7 | 2025 | 49.796 | -111.3276 | This Forty Mile Project refers to the one owned by Acciona Energy (AECG). AESO Market Report indicates 266 MW of grid-connected capacity as of Nov 2025.
Alberta | Forty Mile Bow Island - Phase 1 | 280 | FMBI31 | 31 | 49 | 5700 | 155 | 108 | Nordex | N155/5.7 | 2025 | 49.7951 | -111.3085 | This Forty Mile Project refers to the one owned by Acciona Energy (AECG). AESO Market Report indicates 266 MW of grid-connected capacity as of Nov 2025.
Alberta | Forty Mile Bow Island - Phase 1 | 280 | FMBI32 | 32 | 49 | 5700 | 155 | 108 | Nordex | N155/5.7 | 2025 | 49.7901 | -111.3111 | This Forty Mile Project refers to the one owned by Acciona Energy (AECG). AESO Market Report indicates 266 MW of grid-connected capacity as of Nov 2025.
Alberta | Forty Mile Bow Island - Phase 1 | 280 | FMBI33 | 33 | 49 | 5700 | 155 | 108 | Nordex | N155/5.7 | 2025 | 49.7918 | -111.299 | This Forty Mile Project refers to the one owned by Acciona Energy (AECG). AESO Market Report indicates 266 MW of grid-connected capacity as of Nov 2025.
Alberta | Forty Mile Bow Island - Phase 1 | 280 | FMBI34 | 34 | 49 | 5700 | 155 | 108 | Nordex | N155/5.7 | 2025 | 49.7841 | -111.295 | This Forty Mile Project refers to the one owned by Acciona Energy (AECG). AESO Market Report indicates 266 MW of grid-connected capacity as of Nov 2025.
Alberta | Forty Mile Bow Island - Phase 1 | 280 | FMBI35 | 35 | 49 | 5700 | 155 | 108 | Nordex | N155/5.7 | 2025 | 49.7805 | -111.2884 | This Forty Mile Project refers to the one owned by Acciona Energy (AECG). AESO Market Report indicates 266 MW of grid-connected capacity as of Nov 2025.
Alberta | Forty Mile Bow Island - Phase 1 | 280 | FMBI36 | 36 | 49 | 5700 | 155 | 108 | Nordex | N155/5.7 | 2025 | 49.7751 | -111.2844 | This Forty Mile Project refers to the one owned by Acciona Energy (AECG). AESO Market Report indicates 266 MW of grid-connected capacity as of Nov 2025.
Alberta | Forty Mile Bow Island - Phase 1 | 280 | FMBI37 | 37 | 49 | 5700 | 155 | 108 | Nordex | N155/5.7 | 2025 | 49.7698 | -111.2722 | This Forty Mile Project refers to the one owned by Acciona Energy (AECG). AESO Market Report indicates 266 MW of grid-connected capacity as of Nov 2025.
Alberta | Forty Mile Bow Island - Phase 1 | 280 | FMBI38 | 38 | 49 | 5700 | 155 | 108 | Nordex | N155/5.7 | 2025 | 49.7759 | -111.3188 | This Forty Mile Project refers to the one owned by Acciona Energy (AECG). AESO Market Report indicates 266 MW of grid-connected capacity as of Nov 2025.
Alberta | Forty Mile Bow Island - Phase 1 | 280 | FMBI39 | 39 | 49 | 5700 | 155 | 108 | Nordex | N155/5.7 | 2025 | 49.7742 | -111.3079 | This Forty Mile Project refers to the one owned by Acciona Energy (AECG). AESO Market Report indicates 266 MW of grid-connected capacity as of Nov 2025.
Alberta | Forty Mile Bow Island - Phase 1 | 280 | FMBI40 | 40 | 49 | 5700 | 155 | 108 | Nordex | N155/5.7 | 2025 | 49.7707 | -111.2996 | This Forty Mile Project refers to the one owned by Acciona Energy (AECG). AESO Market Report indicates 266 MW of grid-connected capacity as of Nov 2025.
Alberta | Forty Mile Bow Island - Phase 1 | 280 | FMBI41 | 41 | 49 | 5700 | 155 | 108 | Nordex | N155/5.7 | 2025 | 49.7656 | -111.2973 | This Forty Mile Project refers to the one owned by Acciona Energy (AECG). AESO Market Report indicates 266 MW of grid-connected capacity as of Nov 2025.
Alberta | Forty Mile Bow Island - Phase 1 | 280 | FMBI42 | 42 | 49 | 5700 | 155 | 108 | Nordex | N155/5.7 | 2025 | 49.7623 | -111.2884 | This Forty Mile Project refers to the one owned by Acciona Energy (AECG). AESO Market Report indicates 266 MW of grid-connected capacity as of Nov 2025.
Alberta | Forty Mile Bow Island - Phase 1 | 280 | FMBI43 | 43 | 49 | 5700 | 155 | 108 | Nordex | N155/5.7 | 2025 | 49.7591 | -111.2847 | This Forty Mile Project refers to the one owned by Acciona Energy (AECG). AESO Market Report indicates 266 MW of grid-connected capacity as of Nov 2025.
Alberta | Forty Mile Bow Island - Phase 1 | 280 | FMBI44 | 44 | 49 | 5700 | 155 | 108 | Nordex | N155/5.7 | 2025 | 49.7508 | -111.2722 | This Forty Mile Project refers to the one owned by Acciona Energy (AECG). AESO Market Report indicates 266 MW of grid-connected capacity as of Nov 2025.
Alberta | Forty Mile Bow Island - Phase 1 | 280 | FMBI45 | 45 | 49 | 5700 | 155 | 108 | Nordex | N155/5.7 | 2025 | 49.7415 | -111.2533 | This Forty Mile Project refers to the one owned by Acciona Energy (AECG). AESO Market Report indicates 266 MW of grid-connected capacity as of Nov 2025.
Alberta | Forty Mile Bow Island - Phase 1 | 280 | FMBI46 | 46 | 49 | 5700 | 155 | 108 | Nordex | N155/5.7 | 2025 | 49.7327 | -111.2528 | This Forty Mile Project refers to the one owned by Acciona Energy (AECG). AESO Market Report indicates 266 MW of grid-connected capacity as of Nov 2025.
Alberta | Forty Mile Bow Island - Phase 1 | 280 | FMBI47 | 47 | 49 | 5700 | 155 | 108 | Nordex | N155/5.7 | 2025 | 49.7155 | -111.2601 | This Forty Mile Project refers to the one owned by Acciona Energy (AECG). AESO Market Report indicates 266 MW of grid-connected capacity as of Nov 2025.
Alberta | Forty Mile Bow Island - Phase 1 | 280 | FMBI48 | 48 | 49 | 5700 | 155 | 108 | Nordex | N155/5.7 | 2025 | 49.7229 | -111.3012 | This Forty Mile Project refers to the one owned by Acciona Energy (AECG). AESO Market Report indicates 266 MW of grid-connected capacity as of Nov 2025.
Alberta | Forty Mile Bow Island - Phase 1 | 280 | FMBI49 | 49 | 49 | 5700 | 155 | 108 | Nordex | N155/5.7 | 2025 | 49.7178 | -111.299 | This Forty Mile Project refers to the one owned by Acciona Energy (AECG). AESO Market Report indicates 266 MW of grid-connected capacity as of Nov 2025.
Alberta | Forty Mile Wind (Granlea) | 228 | FMG1 | 1 | 45 | 5000 | 145 | 107.5 | Siemens-Gamesa | SG 5.0/5.2-145 | 2022 | 49.755 | -111.3272 | 30 turbines rated at 5.0 MW, 15 turbines rated at 5.2 MW for a total project capacity of 228 MW
Alberta | Forty Mile Wind (Granlea) | 228 | FMG2 | 2 | 45 | 5000 | 145 | 107.5 | Siemens-Gamesa | SG 5.0/5.2-145 | 2022 | 49.7517 | -111.3336 | 30 turbines rated at 5.0 MW, 15 turbines rated at 5.2 MW for a total project capacity of 228 MW
Alberta | Forty Mile Wind (Granlea) | 228 | FMG3 | 3 | 45 | 5000 | 145 | 107.5 | Siemens-Gamesa | SG 5.0/5.2-145 | 2022 | 49.7328 | -111.3327 | 30 turbines rated at 5.0 MW, 15 turbines rated at 5.2 MW for a total project capacity of 228 MW
Alberta | Forty Mile Wind (Granlea) | 228 | FMG4 | 4 | 45 | 5000 | 145 | 107.5 | Siemens-Gamesa | SG 5.0/5.2-145 | 2022 | 49.7236 | -111.3332 | 30 turbines rated at 5.0 MW, 15 turbines rated at 5.2 MW for a total project capacity of 228 MW
Alberta | Forty Mile Wind (Granlea) | 228 | FMG5 | 5 | 45 | 5000 | 145 | 107.5 | Siemens-Gamesa | SG 5.0/5.2-145 | 2022 | 49.7199 | -111.3199 | 30 turbines rated at 5.0 MW, 15 turbines rated at 5.2 MW for a total project capacity of 228 MW
Alberta | Forty Mile Wind (Granlea) | 228 | FMG6 | 6 | 45 | 5000 | 145 | 107.5 | Siemens-Gamesa | SG 5.0/5.2-145 | 2022 | 49.7154 | -111.3199 | 30 turbines rated at 5.0 MW, 15 turbines rated at 5.2 MW for a total project capacity of 228 MW
Alberta | Forty Mile Wind (Granlea) | 228 | FMG7 | 7 | 45 | 5000 | 145 | 107.5 | Siemens-Gamesa | SG 5.0/5.2-145 | 2022 | 49.708 | -111.3059 | 30 turbines rated at 5.0 MW, 15 turbines rated at 5.2 MW for a total project capacity of 228 MW
Alberta | Forty Mile Wind (Granlea) | 228 | FMG8 | 8 | 45 | 5000 | 145 | 107.5 | Siemens-Gamesa | SG 5.0/5.2-145 | 2022 | 49.704 | -111.2854 | 30 turbines rated at 5.0 MW, 15 turbines rated at 5.2 MW for a total project capacity of 228 MW
Alberta | Forty Mile Wind (Granlea) | 228 | FMG9 | 9 | 45 | 5000 | 145 | 107.5 | Siemens-Gamesa | SG 5.0/5.2-145 | 2022 | 49.705 | -111.2722 | 30 turbines rated at 5.0 MW, 15 turbines rated at 5.2 MW for a total project capacity of 228 MW
Alberta | Forty Mile Wind (Granlea) | 228 | FMG10 | 10 | 45 | 5000 | 145 | 107.5 | Siemens-Gamesa | SG 5.0/5.2-145 | 2022 | 49.703 | -111.2044 | 30 turbines rated at 5.0 MW, 15 turbines rated at 5.2 MW for a total project capacity of 228 MW
Alberta | Forty Mile Wind (Granlea) | 228 | FMG11 | 11 | 45 | 5000 | 145 | 107.5 | Siemens-Gamesa | SG 5.0/5.2-145 | 2022 | 49.7091 | -111.1886 | 30 turbines rated at 5.0 MW, 15 turbines rated at 5.2 MW for a total project capacity of 228 MW
Alberta | Forty Mile Wind (Granlea) | 228 | FMG12 | 12 | 45 | 5000 | 145 | 107.5 | Siemens-Gamesa | SG 5.0/5.2-145 | 2022 | 49.73 | -111.2064 | 30 turbines rated at 5.0 MW, 15 turbines rated at 5.2 MW for a total project capacity of 228 MW
Alberta | Forty Mile Wind (Granlea) | 228 | FMG13 | 13 | 45 | 5000 | 145 | 107.5 | Siemens-Gamesa | SG 5.0/5.2-145 | 2022 | 49.7259 | -111.186 | 30 turbines rated at 5.0 MW, 15 turbines rated at 5.2 MW for a total project capacity of 228 MW
Alberta | Forty Mile Wind (Granlea) | 228 | FMG14 | 14 | 45 | 5000 | 145 | 107.5 | Siemens-Gamesa | SG 5.0/5.2-145 | 2022 | 49.7176 | -111.1858 | 30 turbines rated at 5.0 MW, 15 turbines rated at 5.2 MW for a total project capacity of 228 MW
Alberta | Forty Mile Wind (Granlea) | 228 | FMG15 | 15 | 45 | 5000 | 145 | 107.5 | Siemens-Gamesa | SG 5.0/5.2-145 | 2022 | 49.7112 | -111.1633 | 30 turbines rated at 5.0 MW, 15 turbines rated at 5.2 MW for a total project capacity of 228 MW
Alberta | Forty Mile Wind (Granlea) | 228 | FMG16 | 16 | 45 | 5000 | 145 | 107.5 | Siemens-Gamesa | SG 5.0/5.2-145 | 2022 | 49.7104 | -111.1471 | 30 turbines rated at 5.0 MW, 15 turbines rated at 5.2 MW for a total project capacity of 228 MW
Alberta | Forty Mile Wind (Granlea) | 228 | FMG17 | 17 | 45 | 5000 | 145 | 107.5 | Siemens-Gamesa | SG 5.0/5.2-145 | 2022 | 49.7161 | -111.1432 | 30 turbines rated at 5.0 MW, 15 turbines rated at 5.2 MW for a total project capacity of 228 MW
Alberta | Forty Mile Wind (Granlea) | 228 | FMG18 | 18 | 45 | 5000 | 145 | 107.5 | Siemens-Gamesa | SG 5.0/5.2-145 | 2022 | 49.7035 | -111.1236 | 30 turbines rated at 5.0 MW, 15 turbines rated at 5.2 MW for a total project capacity of 228 MW
Alberta | Forty Mile Wind (Granlea) | 228 | FMG19 | 19 | 45 | 5000 | 145 | 107.5 | Siemens-Gamesa | SG 5.0/5.2-145 | 2022 | 49.6961 | -111.1303 | 30 turbines rated at 5.0 MW, 15 turbines rated at 5.2 MW for a total project capacity of 228 MW
Alberta | Forty Mile Wind (Granlea) | 228 | FMG20 | 20 | 45 | 5000 | 145 | 107.5 | Siemens-Gamesa | SG 5.0/5.2-145 | 2022 | 49.6938 | -111.1499 | 30 turbines rated at 5.0 MW, 15 turbines rated at 5.2 MW for a total project capacity of 228 MW
Alberta | Forty Mile Wind (Granlea) | 228 | FMG21 | 21 | 45 | 5000 | 145 | 107.5 | Siemens-Gamesa | SG 5.0/5.2-145 | 2022 | 49.6862 | -111.1497 | 30 turbines rated at 5.0 MW, 15 turbines rated at 5.2 MW for a total project capacity of 228 MW
Alberta | Forty Mile Wind (Granlea) | 228 | FMG22 | 22 | 45 | 5000 | 145 | 107.5 | Siemens-Gamesa | SG 5.0/5.2-145 | 2022 | 49.7094 | -111.0715 | 30 turbines rated at 5.0 MW, 15 turbines rated at 5.2 MW for a total project capacity of 228 MW
Alberta | Forty Mile Wind (Granlea) | 228 | FMG23 | 23 | 45 | 5000 | 145 | 107.5 | Siemens-Gamesa | SG 5.0/5.2-145 | 2022 | 49.7113 | -111.0788 | 30 turbines rated at 5.0 MW, 15 turbines rated at 5.2 MW for a total project capacity of 228 MW
Alberta | Forty Mile Wind (Granlea) | 228 | FMG24 | 24 | 45 | 5000 | 145 | 107.5 | Siemens-Gamesa | SG 5.0/5.2-145 | 2022 | 49.7184 | -111.0692 | 30 turbines rated at 5.0 MW, 15 turbines rated at 5.2 MW for a total project capacity of 228 MW
Alberta | Forty Mile Wind (Granlea) | 228 | FMG25 | 25 | 45 | 5000 | 145 | 107.5 | Siemens-Gamesa | SG 5.0/5.2-145 | 2022 | 49.7234 | -111.0973 | 30 turbines rated at 5.0 MW, 15 turbines rated at 5.2 MW for a total project capacity of 228 MW
Alberta | Forty Mile Wind (Granlea) | 228 | FMG26 | 26 | 45 | 5000 | 145 | 107.5 | Siemens-Gamesa | SG 5.0/5.2-145 | 2022 | 49.7311 | -111.0917 | 30 turbines rated at 5.0 MW, 15 turbines rated at 5.2 MW for a total project capacity of 228 MW
Alberta | Forty Mile Wind (Granlea) | 228 | FMG27 | 27 | 45 | 5000 | 145 | 107.5 | Siemens-Gamesa | SG 5.0/5.2-145 | 2022 | 49.7377 | -111.0922 | 30 turbines rated at 5.0 MW, 15 turbines rated at 5.2 MW for a total project capacity of 228 MW
Alberta | Forty Mile Wind (Granlea) | 228 | FMG28 | 28 | 45 | 5000 | 145 | 107.5 | Siemens-Gamesa | SG 5.0/5.2-145 | 2022 | 49.7441 | -111.0913 | 30 turbines rated at 5.0 MW, 15 turbines rated at 5.2 MW for a total project capacity of 228 MW
Alberta | Forty Mile Wind (Granlea) | 228 | FMG29 | 29 | 45 | 5000 | 145 | 107.5 | Siemens-Gamesa | SG 5.0/5.2-145 | 2022 | 49.753 | -111.0931 | 30 turbines rated at 5.0 MW, 15 turbines rated at 5.2 MW for a total project capacity of 228 MW
Alberta | Forty Mile Wind (Granlea) | 228 | FMG30 | 30 | 45 | 5000 | 145 | 107.5 | Siemens-Gamesa | SG 5.0/5.2-145 | 2022 | 49.7591 | -111.0915 | 30 turbines rated at 5.0 MW, 15 turbines rated at 5.2 MW for a total project capacity of 228 MW
Alberta | Forty Mile Wind (Granlea) | 228 | FMG31 | 31 | 45 | 5000 | 145 | 107.5 | Siemens-Gamesa | SG 5.0/5.2-145 | 2022 | 49.7444 | -111.1483 | 30 turbines rated at 5.0 MW, 15 turbines rated at 5.2 MW for a total project capacity of 228 MW
Alberta | Forty Mile Wind (Granlea) | 228 | FMG32 | 32 | 45 | 5000 | 145 | 107.5 | Siemens-Gamesa | SG 5.0/5.2-145 | 2022 | 49.7384 | -111.1415 | 30 turbines rated at 5.0 MW, 15 turbines rated at 5.2 MW for a total project capacity of 228 MW
Alberta | Forty Mile Wind (Granlea) | 228 | FMG33 | 33 | 45 | 5000 | 145 | 107.5 | Siemens-Gamesa | SG 5.0/5.2-145 | 2022 | 49.7415 | -111.1302 | 30 turbines rated at 5.0 MW, 15 turbines rated at 5.2 MW for a total project capacity of 228 MW
Alberta | Forty Mile Wind (Granlea) | 228 | FMG34 | 34 | 45 | 5000 | 145 | 107.5 | Siemens-Gamesa | SG 5.0/5.2-145 | 2022 | 49.7522 | -111.1306 | 30 turbines rated at 5.0 MW, 15 turbines rated at 5.2 MW for a total project capacity of 228 MW
Alberta | Forty Mile Wind (Granlea) | 228 | FMG35 | 35 | 45 | 5000 | 145 | 107.5 | Siemens-Gamesa | SG 5.0/5.2-145 | 2022 | 49.7482 | -111.219 | 30 turbines rated at 5.0 MW, 15 turbines rated at 5.2 MW for a total project capacity of 228 MW
Alberta | Forty Mile Wind (Granlea) | 228 | FMG36 | 36 | 45 | 5000 | 145 | 107.5 | Siemens-Gamesa | SG 5.0/5.2-145 | 2022 | 49.7541 | -111.2185 | 30 turbines rated at 5.0 MW, 15 turbines rated at 5.2 MW for a total project capacity of 228 MW
Alberta | Forty Mile Wind (Granlea) | 228 | FMG37 | 37 | 45 | 5000 | 145 | 107.5 | Siemens-Gamesa | SG 5.0/5.2-145 | 2022 | 49.7547 | -111.1921 | 30 turbines rated at 5.0 MW, 15 turbines rated at 5.2 MW for a total project capacity of 228 MW
Alberta | Forty Mile Wind (Granlea) | 228 | FMG38 | 38 | 45 | 5000 | 145 | 107.5 | Siemens-Gamesa | SG 5.0/5.2-145 | 2022 | 49.7622 | -111.1931 | 30 turbines rated at 5.0 MW, 15 turbines rated at 5.2 MW for a total project capacity of 228 MW
Alberta | Forty Mile Wind (Granlea) | 228 | FMG39 | 39 | 45 | 5000 | 145 | 107.5 | Siemens-Gamesa | SG 5.0/5.2-145 | 2022 | 49.7619 | -111.2168 | 30 turbines rated at 5.0 MW, 15 turbines rated at 5.2 MW for a total project capacity of 228 MW
Alberta | Forty Mile Wind (Granlea) | 228 | FMG40 | 40 | 45 | 5000 | 145 | 107.5 | Siemens-Gamesa | SG 5.0/5.2-145 | 2022 | 49.7665 | -111.2142 | 30 turbines rated at 5.0 MW, 15 turbines rated at 5.2 MW for a total project capacity of 228 MW
Alberta | Forty Mile Wind (Granlea) | 228 | FMG41 | 41 | 45 | 5000 | 145 | 107.5 | Siemens-Gamesa | SG 5.0/5.2-145 | 2022 | 49.7745 | -111.219 | 30 turbines rated at 5.0 MW, 15 turbines rated at 5.2 MW for a total project capacity of 228 MW
Alberta | Forty Mile Wind (Granlea) | 228 | FMG42 | 42 | 45 | 5000 | 145 | 107.5 | Siemens-Gamesa | SG 5.0/5.2-145 | 2022 | 49.778 | -111.2321 | 30 turbines rated at 5.0 MW, 15 turbines rated at 5.2 MW for a total project capacity of 228 MW
Alberta | Forty Mile Wind (Granlea) | 228 | FMG43 | 43 | 45 | 5000 | 145 | 107.5 | Siemens-Gamesa | SG 5.0/5.2-145 | 2022 | 49.7826 | -111.2372 | 30 turbines rated at 5.0 MW, 15 turbines rated at 5.2 MW for a total project capacity of 228 MW
Alberta | Forty Mile Wind (Granlea) | 228 | FMG44 | 44 | 45 | 5000 | 145 | 107.5 | Siemens-Gamesa | SG 5.0/5.2-145 | 2022 | 49.6881 | -111.0815 | 30 turbines rated at 5.0 MW, 15 turbines rated at 5.2 MW for a total project capacity of 228 MW
Alberta | Forty Mile Wind (Granlea) | 228 | FMG45 | 45 | 45 | 5000 | 145 | 107.5 | Siemens-Gamesa | SG 5.0/5.2-145 | 2022 | 49.6862 | -111.0734 | 30 turbines rated at 5.0 MW, 15 turbines rated at 5.2 MW for a total project capacity of 228 MW
Alberta | Garden Plain | 130 | GDP1 | 1 | 26 | 5000 | 145 | 102.5 | Siemens-Gamesa | SG 5.0-145 | 2023 | 52.0033 | -111.8208
Alberta | Garden Plain | 130 | GDP2 | 2 | 26 | 5000 | 145 | 102.5 | Siemens-Gamesa | SG 5.0-145 | 2023 | 51.9956 | -111.8203
Alberta | Garden Plain | 130 | GDP3 | 3 | 26 | 5000 | 145 | 102.5 | Siemens-Gamesa | SG 5.0-145 | 2023 | 51.9844 | -111.8233
Alberta | Garden Plain | 130 | GDP4 | 4 | 26 | 5000 | 145 | 102.5 | Siemens-Gamesa | SG 5.0-145 | 2023 | 52.0022 | -111.8408
Alberta | Garden Plain | 130 | GDP5 | 5 | 26 | 5000 | 145 | 102.5 | Siemens-Gamesa | SG 5.0-145 | 2023 | 51.9961 | -111.8467
Alberta | Garden Plain | 130 | GDP6 | 6 | 26 | 5000 | 145 | 102.5 | Siemens-Gamesa | SG 5.0-145 | 2023 | 51.9928 | -111.8514
Alberta | Garden Plain | 130 | GDP7 | 7 | 26 | 5000 | 145 | 102.5 | Siemens-Gamesa | SG 5.0-145 | 2023 | 51.9892 | -111.8542
Alberta | Garden Plain | 130 | GDP8 | 8 | 26 | 5000 | 145 | 102.5 | Siemens-Gamesa | SG 5.0-145 | 2023 | 51.9864 | -111.8586
Alberta | Garden Plain | 130 | GDP9 | 9 | 26 | 5000 | 145 | 102.5 | Siemens-Gamesa | SG 5.0-145 | 2023 | 51.9728 | -111.8231
Alberta | Garden Plain | 130 | GDP10 | 10 | 26 | 5000 | 145 | 102.5 | Siemens-Gamesa | SG 5.0-145 | 2023 | 51.9702 | -111.8289
Alberta | Garden Plain | 130 | GDP11 | 11 | 26 | 5000 | 145 | 102.5 | Siemens-Gamesa | SG 5.0-145 | 2023 | 51.9637 | -111.7901
Alberta | Garden Plain | 130 | GDP12 | 12 | 26 | 5000 | 145 | 102.5 | Siemens-Gamesa | SG 5.0-145 | 2023 | 51.9672 | -111.7806
Alberta | Garden Plain | 130 | GDP13 | 13 | 26 | 5000 | 145 | 102.5 | Siemens-Gamesa | SG 5.0-145 | 2023 | 51.9628 | -111.8461
Alberta | Garden Plain | 130 | GDP14 | 14 | 26 | 5000 | 145 | 102.5 | Siemens-Gamesa | SG 5.0-145 | 2023 | 51.9553 | -111.8418
Alberta | Garden Plain | 130 | GDP15 | 15 | 26 | 5000 | 145 | 102.5 | Siemens-Gamesa | SG 5.0-145 | 2023 | 51.9478 | -111.8428
Alberta | Garden Plain | 130 | GDP16 | 16 | 26 | 5000 | 145 | 102.5 | Siemens-Gamesa | SG 5.0-145 | 2023 | 51.9367 | -111.8622
Alberta | Garden Plain | 130 | GDP17 | 17 | 26 | 5000 | 145 | 102.5 | Siemens-Gamesa | SG 5.0-145 | 2023 | 51.9694 | -111.8774
Alberta | Garden Plain | 130 | GDP18 | 18 | 26 | 5000 | 145 | 102.5 | Siemens-Gamesa | SG 5.0-145 | 2023 | 51.9336 | -111.8681
Alberta | Garden Plain | 130 | GDP19 | 19 | 26 | 5000 | 145 | 102.5 | Siemens-Gamesa | SG 5.0-145 | 2023 | 51.9581 | -111.8967
Alberta | Garden Plain | 130 | GDP20 | 20 | 26 | 5000 | 145 | 102.5 | Siemens-Gamesa | SG 5.0-145 | 2023 | 51.9537 | -111.8988
Alberta | Garden Plain | 130 | GDP21 | 21 | 26 | 5000 | 145 | 102.5 | Siemens-Gamesa | SG 5.0-145 | 2023 | 51.9505 | -111.903
Alberta | Garden Plain | 130 | GDP22 | 22 | 26 | 5000 | 145 | 102.5 | Siemens-Gamesa | SG 5.0-145 | 2023 | 51.9417 | -111.9115
Alberta | Garden Plain | 130 | GDP23 | 23 | 26 | 5000 | 145 | 102.5 | Siemens-Gamesa | SG 5.0-145 | 2023 | 51.9538 | -111.8767
Alberta | Garden Plain | 130 | GDP24 | 24 | 26 | 5000 | 145 | 102.5 | Siemens-Gamesa | SG 5.0-145 | 2023 | 51.9453 | -111.7915
Alberta | Garden Plain | 130 | GDP25 | 25 | 26 | 5000 | 145 | 102.5 | Siemens-Gamesa | SG 5.0-145 | 2023 | 51.9482 | -111.7865
Alberta | Garden Plain | 130 | GDP26 | 26 | 26 | 5000 | 145 | 102.5 | Siemens-Gamesa | SG 5.0-145 | 2023 | 51.9508 | -111.7791
Alberta | Ghost Pine Wind Farm | 81.6 | GPW1 | 1 | 51 | 1600 | 82.5 | 80 | General Electric | GE 1.6 XLE | 2010 | 51.9344 | -113.4329
Alberta | Ghost Pine Wind Farm | 81.6 | GPW2 | 2 | 51 | 1600 | 82.5 | 80 | General Electric | GE 1.6 XLE | 2010 | 51.9309 | -113.4326
Alberta | Ghost Pine Wind Farm | 81.6 | GPW3 | 3 | 51 | 1600 | 82.5 | 80 | General Electric | GE 1.6 XLE | 2010 | 51.928 | -113.4325
Alberta | Ghost Pine Wind Farm | 81.6 | GPW4 | 4 | 51 | 1600 | 82.5 | 80 | General Electric | GE 1.6 XLE | 2010 | 51.9247 | -113.4327
Alberta | Ghost Pine Wind Farm | 81.6 | GPW5 | 5 | 51 | 1600 | 82.5 | 80 | General Electric | GE 1.6 XLE | 2010 | 51.9219 | -113.4356
Alberta | Ghost Pine Wind Farm | 81.6 | GPW6 | 6 | 51 | 1600 | 82.5 | 80 | General Electric | GE 1.6 XLE | 2010 | 51.9186 | -113.4383
Alberta | Ghost Pine Wind Farm | 81.6 | GPW7 | 7 | 51 | 1600 | 82.5 | 80 | General Electric | GE 1.6 XLE | 2010 | 51.9339 | -113.403
Alberta | Ghost Pine Wind Farm | 81.6 | GPW8 | 8 | 51 | 1600 | 82.5 | 80 | General Electric | GE 1.6 XLE | 2010 | 51.9299 | -113.4029
Alberta | Ghost Pine Wind Farm | 81.6 | GPW9 | 9 | 51 | 1600 | 82.5 | 80 | General Electric | GE 1.6 XLE | 2010 | 51.9272 | -113.4023
Alberta | Ghost Pine Wind Farm | 81.6 | GPW10 | 10 | 51 | 1600 | 82.5 | 80 | General Electric | GE 1.6 XLE | 2010 | 51.9236 | -113.4
Alberta | Ghost Pine Wind Farm | 81.6 | GPW11 | 11 | 51 | 1600 | 82.5 | 80 | General Electric | GE 1.6 XLE | 2010 | 51.9207 | -113.4001
Alberta | Ghost Pine Wind Farm | 81.6 | GPW12 | 12 | 51 | 1600 | 82.5 | 80 | General Electric | GE 1.6 XLE | 2010 | 51.9175 | -113.3972
Alberta | Ghost Pine Wind Farm | 81.6 | GPW13 | 13 | 51 | 1600 | 82.5 | 80 | General Electric | GE 1.6 XLE | 2010 | 51.95 | -113.3228
Alberta | Ghost Pine Wind Farm | 81.6 | GPW14 | 14 | 51 | 1600 | 82.5 | 80 | General Electric | GE 1.6 XLE | 2010 | 51.9458 | -113.3271
Alberta | Ghost Pine Wind Farm | 81.6 | GPW15 | 15 | 51 | 1600 | 82.5 | 80 | General Electric | GE 1.6 XLE | 2010 | 51.9459 | -113.3158
Alberta | Ghost Pine Wind Farm | 81.6 | GPW16 | 16 | 51 | 1600 | 82.5 | 80 | General Electric | GE 1.6 XLE | 2010 | 51.9533 | -113.3184
Alberta | Ghost Pine Wind Farm | 81.6 | GPW17 | 17 | 51 | 1600 | 82.5 | 80 | General Electric | GE 1.6 XLE | 2010 | 51.9314 | -113.3217
Alberta | Ghost Pine Wind Farm | 81.6 | GPW18 | 18 | 51 | 1600 | 82.5 | 80 | General Electric | GE 1.6 XLE | 2010 | 51.9267 | -113.3217
Alberta | Ghost Pine Wind Farm | 81.6 | GPW19 | 19 | 51 | 1600 | 82.5 | 80 | General Electric | GE 1.6 XLE | 2010 | 51.9221 | -113.3229
Alberta | Ghost Pine Wind Farm | 81.6 | GPW20 | 20 | 51 | 1600 | 82.5 | 80 | General Electric | GE 1.6 XLE | 2010 | 51.9223 | -113.3321
Alberta | Ghost Pine Wind Farm | 81.6 | GPW21 | 21 | 51 | 1600 | 82.5 | 80 | General Electric | GE 1.6 XLE | 2010 | 51.8949 | -113.3735
Alberta | Ghost Pine Wind Farm | 81.6 | GPW22 | 22 | 51 | 1600 | 82.5 | 80 | General Electric | GE 1.6 XLE | 2010 | 51.8988 | -113.3651
Alberta | Ghost Pine Wind Farm | 81.6 | GPW23 | 23 | 51 | 1600 | 82.5 | 80 | General Electric | GE 1.6 XLE | 2010 | 51.9023 | -113.3611
Alberta | Ghost Pine Wind Farm | 81.6 | GPW24 | 24 | 51 | 1600 | 82.5 | 80 | General Electric | GE 1.6 XLE | 2010 | 51.905 | -113.3556
Alberta | Ghost Pine Wind Farm | 81.6 | GPW25 | 25 | 51 | 1600 | 82.5 | 80 | General Electric | GE 1.6 XLE | 2010 | 51.907 | -113.3396
Alberta | Ghost Pine Wind Farm | 81.6 | GPW26 | 26 | 51 | 1600 | 82.5 | 80 | General Electric | GE 1.6 XLE | 2010 | 51.9061 | -113.3273
Alberta | Ghost Pine Wind Farm | 81.6 | GPW27 | 27 | 51 | 1600 | 82.5 | 80 | General Electric | GE 1.6 XLE | 2010 | 51.8853 | -113.3232
Alberta | Ghost Pine Wind Farm | 81.6 | GPW28 | 28 | 51 | 1600 | 82.5 | 80 | General Electric | GE 1.6 XLE | 2010 | 51.8794 | -113.3255
Alberta | Ghost Pine Wind Farm | 81.6 | GPW29 | 29 | 51 | 1600 | 82.5 | 80 | General Electric | GE 1.6 XLE | 2010 | 51.8798 | -113.3161
Alberta | Ghost Pine Wind Farm | 81.6 | GPW30 | 30 | 51 | 1600 | 82.5 | 80 | General Electric | GE 1.6 XLE | 2010 | 51.8751 | -113.3233
Alberta | Ghost Pine Wind Farm | 81.6 | GPW31 | 31 | 51 | 1600 | 82.5 | 80 | General Electric | GE 1.6 XLE | 2010 | 51.876 | -113.316
Alberta | Ghost Pine Wind Farm | 81.6 | GPW32 | 32 | 51 | 1600 | 82.5 | 80 | General Electric | GE 1.6 XLE | 2010 | 51.8725 | -113.3183
Alberta | Ghost Pine Wind Farm | 81.6 | GPW33 | 33 | 51 | 1600 | 82.5 | 80 | General Electric | GE 1.6 XLE | 2010 | 51.8702 | -113.316
Alberta | Ghost Pine Wind Farm | 81.6 | GPW34 | 34 | 51 | 1600 | 82.5 | 80 | General Electric | GE 1.6 XLE | 2010 | 51.8692 | -113.3074
Alberta | Ghost Pine Wind Farm | 81.6 | GPW35 | 35 | 51 | 1600 | 82.5 | 80 | General Electric | GE 1.6 XLE | 2010 | 51.8727 | -113.3015
Alberta | Ghost Pine Wind Farm | 81.6 | GPW36 | 36 | 51 | 1600 | 82.5 | 80 | General Electric | GE 1.6 XLE | 2010 | 51.8732 | -113.3883
Alberta | Ghost Pine Wind Farm | 81.6 | GPW37 | 37 | 51 | 1600 | 82.5 | 80 | General Electric | GE 1.6 XLE | 2010 | 51.8702 | -113.3922
Alberta | Ghost Pine Wind Farm | 81.6 | GPW38 | 38 | 51 | 1600 | 82.5 | 80 | General Electric | GE 1.6 XLE | 2010 | 51.869 | -113.3846
Alberta | Ghost Pine Wind Farm | 81.6 | GPW39 | 39 | 51 | 1600 | 82.5 | 80 | General Electric | GE 1.6 XLE | 2010 | 51.8663 | -113.3936
Alberta | Ghost Pine Wind Farm | 81.6 | GPW40 | 40 | 51 | 1600 | 82.5 | 80 | General Electric | GE 1.6 XLE | 2010 | 51.8628 | -113.3993
Alberta | Ghost Pine Wind Farm | 81.6 | GPW41 | 41 | 51 | 1600 | 82.5 | 80 | General Electric | GE 1.6 XLE | 2010 | 51.8597 | -113.3938
Alberta | Ghost Pine Wind Farm | 81.6 | GPW42 | 42 | 51 | 1600 | 82.5 | 80 | General Electric | GE 1.6 XLE | 2010 | 51.8593 | -113.3873
Alberta | Ghost Pine Wind Farm | 81.6 | GPW43 | 43 | 51 | 1600 | 82.5 | 80 | General Electric | GE 1.6 XLE | 2010 | 51.8636 | -113.3895
Alberta | Ghost Pine Wind Farm | 81.6 | GPW44 | 44 | 51 | 1600 | 82.5 | 80 | General Electric | GE 1.6 XLE | 2010 | 51.8975 | -113.4392
Alberta | Ghost Pine Wind Farm | 81.6 | GPW45 | 45 | 51 | 1600 | 82.5 | 80 | General Electric | GE 1.6 XLE | 2010 | 51.8941 | -113.4388
Alberta | Ghost Pine Wind Farm | 81.6 | GPW46 | 46 | 51 | 1600 | 82.5 | 80 | General Electric | GE 1.6 XLE | 2010 | 51.8906 | -113.4448
Alberta | Ghost Pine Wind Farm | 81.6 | GPW47 | 47 | 51 | 1600 | 82.5 | 80 | General Electric | GE 1.6 XLE | 2010 | 51.8906 | -113.4344
Alberta | Ghost Pine Wind Farm | 81.6 | GPW48 | 48 | 51 | 1600 | 82.5 | 80 | General Electric | GE 1.6 XLE | 2010 | 51.8549 | -113.2824
Alberta | Ghost Pine Wind Farm | 81.6 | GPW49 | 49 | 51 | 1600 | 82.5 | 80 | General Electric | GE 1.6 XLE | 2010 | 51.8547 | -113.299
Alberta | Ghost Pine Wind Farm | 81.6 | GPW50 | 50 | 51 | 1600 | 82.5 | 80 | General Electric | GE 1.6 XLE | 2010 | 51.8609 | -113.3038
Alberta | Ghost Pine Wind Farm | 81.6 | GPW51 | 51 | 51 | 1600 | 82.5 | 80 | General Electric | GE 1.6 XLE | 2010 | 51.8588 | -113.2841
Alberta | Grizzly Bear Creek Wind | 152.1 | GBW1 | 1 | 34 | 4500 | 150 | 120 | Vestas | V150-4.5 | 2023 | 53.2421 | -111.1092 | Project includes V150-4.5 (31) and V136-4.2 (3) turbines for a total capacity of 152.1 MW (locations are indicated)
Alberta | Grizzly Bear Creek Wind | 152.1 | GBW2 | 2 | 34 | 4500 | 150 | 120 | Vestas | V150-4.5 | 2023 | 53.246 | -111.1047 | Project includes V150-4.5 (31) and V136-4.2 (3) turbines for a total capacity of 152.1 MW (locations are indicated)
Alberta | Grizzly Bear Creek Wind | 152.1 | GBW3 | 3 | 34 | 4500 | 150 | 120 | Vestas | V150-4.5 | 2023 | 53.2526 | -111.1184 | Project includes V150-4.5 (31) and V136-4.2 (3) turbines for a total capacity of 152.1 MW (locations are indicated)
Alberta | Grizzly Bear Creek Wind | 152.1 | GBW4 | 4 | 34 | 4200 | 136 | 82 | Vestas | V136-4.2 | 2023 | 53.2564 | -111.1127 | Project includes V150-4.5 (31) and V136-4.2 (3) turbines for a total capacity of 152.1 MW (locations are indicated)
Alberta | Grizzly Bear Creek Wind | 152.1 | GBW5 | 5 | 34 | 4500 | 150 | 120 | Vestas | V150-4.5 | 2023 | 53.2507 | -111.0986 | Project includes V150-4.5 (31) and V136-4.2 (3) turbines for a total capacity of 152.1 MW (locations are indicated)
Alberta | Grizzly Bear Creek Wind | 152.1 | GBW6 | 6 | 34 | 4500 | 150 | 120 | Vestas | V150-4.5 | 2023 | 53.2545 | -111.0919 | Project includes V150-4.5 (31) and V136-4.2 (3) turbines for a total capacity of 152.1 MW (locations are indicated)
Alberta | Grizzly Bear Creek Wind | 152.1 | GBW7 | 7 | 34 | 4500 | 150 | 120 | Vestas | V150-4.5 | 2023 | 53.257 | -111.0837 | Project includes V150-4.5 (31) and V136-4.2 (3) turbines for a total capacity of 152.1 MW (locations are indicated)
Alberta | Grizzly Bear Creek Wind | 152.1 | GBW8 | 8 | 34 | 4500 | 150 | 120 | Vestas | V150-4.5 | 2023 | 53.262 | -111.1066 | Project includes V150-4.5 (31) and V136-4.2 (3) turbines for a total capacity of 152.1 MW (locations are indicated)
Alberta | Grizzly Bear Creek Wind | 152.1 | GBW9 | 9 | 34 | 4500 | 150 | 120 | Vestas | V150-4.5 | 2023 | 53.2612 | -111.0804 | Project includes V150-4.5 (31) and V136-4.2 (3) turbines for a total capacity of 152.1 MW (locations are indicated)
Alberta | Grizzly Bear Creek Wind | 152.1 | GBW10 | 10 | 34 | 4500 | 150 | 120 | Vestas | V150-4.5 | 2023 | 53.2476 | -111.0763 | Project includes V150-4.5 (31) and V136-4.2 (3) turbines for a total capacity of 152.1 MW (locations are indicated)
Alberta | Grizzly Bear Creek Wind | 152.1 | GBW11 | 11 | 34 | 4500 | 150 | 120 | Vestas | V150-4.5 | 2023 | 53.2585 | -111.0343 | Project includes V150-4.5 (31) and V136-4.2 (3) turbines for a total capacity of 152.1 MW (locations are indicated)
Alberta | Grizzly Bear Creek Wind | 152.1 | GBW12 | 12 | 34 | 4500 | 150 | 120 | Vestas | V150-4.5 | 2023 | 53.2315 | -111.0751 | Project includes V150-4.5 (31) and V136-4.2 (3) turbines for a total capacity of 152.1 MW (locations are indicated)
Alberta | Grizzly Bear Creek Wind | 152.1 | GBW13 | 13 | 34 | 4500 | 150 | 120 | Vestas | V150-4.5 | 2023 | 53.2284 | -111.0801 | Project includes V150-4.5 (31) and V136-4.2 (3) turbines for a total capacity of 152.1 MW (locations are indicated)
Alberta | Grizzly Bear Creek Wind | 152.1 | GBW14 | 14 | 34 | 4500 | 150 | 120 | Vestas | V150-4.5 | 2023 | 53.2326 | -111.0996 | Project includes V150-4.5 (31) and V136-4.2 (3) turbines for a total capacity of 152.1 MW (locations are indicated)
Alberta | Grizzly Bear Creek Wind | 152.1 | GBW15 | 15 | 34 | 4500 | 150 | 120 | Vestas | V150-4.5 | 2023 | 53.2136 | -111.111 | Project includes V150-4.5 (31) and V136-4.2 (3) turbines for a total capacity of 152.1 MW (locations are indicated)
Alberta | Grizzly Bear Creek Wind | 152.1 | GBW16 | 16 | 34 | 4500 | 150 | 120 | Vestas | V150-4.5 | 2023 | 53.2093 | -111.1127 | Project includes V150-4.5 (31) and V136-4.2 (3) turbines for a total capacity of 152.1 MW (locations are indicated)
Alberta | Grizzly Bear Creek Wind | 152.1 | GBW17 | 17 | 34 | 4500 | 150 | 120 | Vestas | V150-4.5 | 2023 | 53.2036 | -111.13 | Project includes V150-4.5 (31) and V136-4.2 (3) turbines for a total capacity of 152.1 MW (locations are indicated)
Alberta | Grizzly Bear Creek Wind | 152.1 | GBW18 | 18 | 34 | 4500 | 150 | 120 | Vestas | V150-4.5 | 2023 | 53.1999 | -111.0874 | Project includes V150-4.5 (31) and V136-4.2 (3) turbines for a total capacity of 152.1 MW (locations are indicated)
Alberta | Grizzly Bear Creek Wind | 152.1 | GBW19 | 19 | 34 | 4500 | 150 | 120 | Vestas | V150-4.5 | 2023 | 53.192 | -111.0832 | Project includes V150-4.5 (31) and V136-4.2 (3) turbines for a total capacity of 152.1 MW (locations are indicated)
Alberta | Grizzly Bear Creek Wind | 152.1 | GBW20 | 20 | 34 | 4500 | 150 | 120 | Vestas | V150-4.5 | 2023 | 53.1917 | -111.0562 | Project includes V150-4.5 (31) and V136-4.2 (3) turbines for a total capacity of 152.1 MW (locations are indicated)
Alberta | Grizzly Bear Creek Wind | 152.1 | GBW21 | 21 | 34 | 4500 | 150 | 120 | Vestas | V150-4.5 | 2023 | 53.182 | -111.1396 | Project includes V150-4.5 (31) and V136-4.2 (3) turbines for a total capacity of 152.1 MW (locations are indicated)
Alberta | Grizzly Bear Creek Wind | 152.1 | GBW22 | 22 | 34 | 4500 | 150 | 120 | Vestas | V150-4.5 | 2023 | 53.182 | -111.1232 | Project includes V150-4.5 (31) and V136-4.2 (3) turbines for a total capacity of 152.1 MW (locations are indicated)
Alberta | Grizzly Bear Creek Wind | 152.1 | GBW23 | 23 | 34 | 4500 | 150 | 120 | Vestas | V150-4.5 | 2023 | 53.1715 | -111.0833 | Project includes V150-4.5 (31) and V136-4.2 (3) turbines for a total capacity of 152.1 MW (locations are indicated)
Alberta | Grizzly Bear Creek Wind | 152.1 | GBW24 | 24 | 34 | 4500 | 150 | 120 | Vestas | V150-4.5 | 2023 | 53.2392 | -111.1326 | Project includes V150-4.5 (31) and V136-4.2 (3) turbines for a total capacity of 152.1 MW (locations are indicated)
Alberta | Grizzly Bear Creek Wind | 152.1 | GBW25 | 25 | 34 | 4500 | 150 | 120 | Vestas | V150-4.5 | 2023 | 53.2677 | -111.106 | Project includes V150-4.5 (31) and V136-4.2 (3) turbines for a total capacity of 152.1 MW (locations are indicated)
Alberta | Grizzly Bear Creek Wind | 152.1 | GBW26 | 26 | 34 | 4500 | 150 | 120 | Vestas | V150-4.5 | 2023 | 53.2366 | -111.118 | Project includes V150-4.5 (31) and V136-4.2 (3) turbines for a total capacity of 152.1 MW (locations are indicated)
Alberta | Grizzly Bear Creek Wind | 152.1 | GBW27 | 27 | 34 | 4200 | 136 | 82 | Vestas | V136-4.2 | 2023 | 53.2502 | -111.1357 | Project includes V150-4.5 (31) and V136-4.2 (3) turbines for a total capacity of 152.1 MW (locations are indicated)
Alberta | Grizzly Bear Creek Wind | 152.1 | GBW28 | 28 | 34 | 4200 | 136 | 82 | Vestas | V136-4.2 | 2023 | 53.2546 | -111.1303 | Project includes V150-4.5 (31) and V136-4.2 (3) turbines for a total capacity of 152.1 MW (locations are indicated)
Alberta | Grizzly Bear Creek Wind | 152.1 | GBW29 | 29 | 34 | 4500 | 150 | 120 | Vestas | V150-4.5 | 2023 | 53.2012 | -111.0262 | Project includes V150-4.5 (31) and V136-4.2 (3) turbines for a total capacity of 152.1 MW (locations are indicated)
Alberta | Grizzly Bear Creek Wind | 152.1 | GBW30 | 30 | 34 | 4500 | 150 | 120 | Vestas | V150-4.5 | 2023 | 53.1923 | -111.0201 | Project includes V150-4.5 (31) and V136-4.2 (3) turbines for a total capacity of 152.1 MW (locations are indicated)
Alberta | Grizzly Bear Creek Wind | 152.1 | GBW31 | 31 | 34 | 4500 | 150 | 120 | Vestas | V150-4.5 | 2023 | 53.2666 | -111.1541 | Project includes V150-4.5 (31) and V136-4.2 (3) turbines for a total capacity of 152.1 MW (locations are indicated)
Alberta | Grizzly Bear Creek Wind | 152.1 | GBW32 | 32 | 34 | 4500 | 150 | 120 | Vestas | V150-4.5 | 2023 | 53.2712 | -111.1453 | Project includes V150-4.5 (31) and V136-4.2 (3) turbines for a total capacity of 152.1 MW (locations are indicated)
Alberta | Grizzly Bear Creek Wind | 152.1 | GBW33 | 33 | 34 | 4500 | 150 | 120 | Vestas | V150-4.5 | 2023 | 53.1923 | -111.1525 | Project includes V150-4.5 (31) and V136-4.2 (3) turbines for a total capacity of 152.1 MW (locations are indicated)
Alberta | Grizzly Bear Creek Wind | 152.1 | GBW34 | 34 | 34 | 4500 | 150 | 120 | Vestas | V150-4.5 | 2023 | 53.1882 | -111.1614 | Project includes V150-4.5 (31) and V136-4.2 (3) turbines for a total capacity of 152.1 MW (locations are indicated)
Alberta | Halkirk Wind | 149.4 | HAL1 | 1 | 111 | 1800 | 90 | 80 | Vestas | V90-1.8 | 2012 | 52.2911 | -112.1308
Alberta | Halkirk Wind | 149.4 | HAL2 | 2 | 111 | 1800 | 90 | 80 | Vestas | V90-1.8 | 2012 | 52.2939 | -112.1271
Alberta | Halkirk Wind | 149.4 | HAL3 | 3 | 111 | 1800 | 90 | 80 | Vestas | V90-1.8 | 2012 | 52.282 | -112.1296
Alberta | Halkirk Wind | 149.4 | HAL4 | 4 | 111 | 1800 | 90 | 80 | Vestas | V90-1.8 | 2012 | 52.2846 | -112.1254
Alberta | Halkirk Wind | 149.4 | HAL5 | 5 | 111 | 1800 | 90 | 80 | Vestas | V90-1.8 | 2012 | 52.287 | -112.1191
Alberta | Halkirk Wind | 149.4 | HAL6 | 6 | 111 | 1800 | 90 | 80 | Vestas | V90-1.8 | 2012 | 52.3037 | -112.1172
Alberta | Halkirk Wind | 149.4 | HAL7 | 7 | 111 | 1800 | 90 | 80 | Vestas | V90-1.8 | 2012 | 52.3064 | -112.1129
Alberta | Halkirk Wind | 149.4 | HAL8 | 8 | 111 | 1800 | 90 | 80 | Vestas | V90-1.8 | 2012 | 52.3113 | -112.1093
Alberta | Halkirk Wind | 149.4 | HAL9 | 9 | 111 | 1800 | 90 | 80 | Vestas | V90-1.8 | 2012 | 52.3148 | -112.1062
Alberta | Halkirk Wind | 149.4 | HAL10 | 10 | 111 | 1800 | 90 | 80 | Vestas | V90-1.8 | 2012 | 52.3164 | -112.0983
Alberta | Halkirk Wind | 149.4 | HAL11 | 11 | 111 | 1800 | 90 | 80 | Vestas | V90-1.8 | 2012 | 52.2818 | -112.1093
Alberta | Halkirk Wind | 149.4 | HAL12 | 12 | 111 | 1800 | 90 | 80 | Vestas | V90-1.8 | 2012 | 52.2853 | -112.1038
Alberta | Halkirk Wind | 149.4 | HAL13 | 13 | 111 | 1800 | 90 | 80 | Vestas | V90-1.8 | 2012 | 52.2972 | -112.1026
Alberta | Halkirk Wind | 149.4 | HAL14 | 14 | 111 | 1800 | 90 | 80 | Vestas | V90-1.8 | 2012 | 52.3 | -112.0985
Alberta | Halkirk Wind | 149.4 | HAL15 | 15 | 111 | 1800 | 90 | 80 | Vestas | V90-1.8 | 2012 | 52.3038 | -112.0969
Alberta | Halkirk Wind | 149.4 | HAL16 | 16 | 111 | 1800 | 90 | 80 | Vestas | V90-1.8 | 2012 | 52.3051 | -112.0904
Alberta | Halkirk Wind | 149.4 | HAL17 | 17 | 111 | 1800 | 90 | 80 | Vestas | V90-1.8 | 2012 | 52.3232 | -112.0898
Alberta | Halkirk Wind | 149.4 | HAL18 | 18 | 111 | 1800 | 90 | 80 | Vestas | V90-1.8 | 2012 | 52.3272 | -112.0855
Alberta | Halkirk Wind | 149.4 | HAL19 | 19 | 111 | 1800 | 90 | 80 | Vestas | V90-1.8 | 2012 | 52.3296 | -112.0817
Alberta | Halkirk Wind | 149.4 | HAL20 | 20 | 111 | 1800 | 90 | 80 | Vestas | V90-1.8 | 2012 | 52.316 | -112.0749
Alberta | Halkirk Wind | 149.4 | HAL21 | 21 | 111 | 1800 | 90 | 80 | Vestas | V90-1.8 | 2012 | 52.3186 | -112.0714
Alberta | Halkirk Wind | 149.4 | HAL22 | 22 | 111 | 1800 | 90 | 80 | Vestas | V90-1.8 | 2012 | 52.2848 | -112.0916
Alberta | Halkirk Wind | 149.4 | HAL23 | 23 | 111 | 1800 | 90 | 80 | Vestas | V90-1.8 | 2012 | 52.2874 | -112.0869
Alberta | Halkirk Wind | 149.4 | HAL24 | 24 | 111 | 1800 | 90 | 80 | Vestas | V90-1.8 | 2012 | 52.2899 | -112.0817
Alberta | Halkirk Wind | 149.4 | HAL25 | 25 | 111 | 1800 | 90 | 80 | Vestas | V90-1.8 | 2012 | 52.2977 | -112.0781
Alberta | Halkirk Wind | 149.4 | HAL26 | 26 | 111 | 1800 | 90 | 80 | Vestas | V90-1.8 | 2012 | 52.3023 | -112.0733
Alberta | Halkirk Wind | 149.4 | HAL27 | 27 | 111 | 1800 | 90 | 80 | Vestas | V90-1.8 | 2012 | 52.305 | -112.0691
Alberta | Halkirk Wind | 149.4 | HAL28 | 28 | 111 | 1800 | 90 | 80 | Vestas | V90-1.8 | 2012 | 52.2818 | -112.0605
Alberta | Halkirk Wind | 149.4 | HAL29 | 29 | 111 | 1800 | 90 | 80 | Vestas | V90-1.8 | 2012 | 52.2905 | -112.0584
Alberta | Halkirk Wind | 149.4 | HAL30 | 30 | 111 | 1800 | 90 | 80 | Vestas | V90-1.8 | 2012 | 52.2942 | -112.0548
Alberta | Halkirk Wind | 149.4 | HAL31 | 31 | 111 | 1800 | 90 | 80 | Vestas | V90-1.8 | 2012 | 52.3051 | -112.0381
Alberta | Halkirk Wind | 149.4 | HAL32 | 32 | 111 | 1800 | 90 | 80 | Vestas | V90-1.8 | 2012 | 52.3096 | -112.0358
Alberta | Halkirk Wind | 149.4 | HAL33 | 33 | 111 | 1800 | 90 | 80 | Vestas | V90-1.8 | 2012 | 52.2842 | -112.0461
Alberta | Halkirk Wind | 149.4 | HAL34 | 34 | 111 | 1800 | 90 | 80 | Vestas | V90-1.8 | 2012 | 52.3082 | -112.0255
Alberta | Halkirk Wind | 149.4 | HAL35 | 35 | 111 | 1800 | 90 | 80 | Vestas | V90-1.8 | 2012 | 52.3111 | -112.0205
Alberta | Halkirk Wind | 149.4 | HAL36 | 36 | 111 | 1800 | 90 | 80 | Vestas | V90-1.8 | 2012 | 52.2927 | -112.022
Alberta | Halkirk Wind | 149.4 | HAL37 | 37 | 111 | 1800 | 90 | 80 | Vestas | V90-1.8 | 2012 | 52.2952 | -112.0183
Alberta | Halkirk Wind | 149.4 | HAL38 | 38 | 111 | 1800 | 90 | 80 | Vestas | V90-1.8 | 2012 | 52.3098 | -112.0114
Alberta | Halkirk Wind | 149.4 | HAL39 | 39 | 111 | 1800 | 90 | 80 | Vestas | V90-1.8 | 2012 | 52.3124 | -112.0074
Alberta | Halkirk Wind | 149.4 | HAL40 | 40 | 111 | 1800 | 90 | 80 | Vestas | V90-1.8 | 2012 | 52.2702 | -112.0192
Alberta | Halkirk Wind | 149.4 | HAL41 | 41 | 111 | 1800 | 90 | 80 | Vestas | V90-1.8 | 2012 | 52.2728 | -112.015
Alberta | Halkirk Wind | 149.4 | HAL42 | 42 | 111 | 1800 | 90 | 80 | Vestas | V90-1.8 | 2012 | 52.2753 | -112.0111
Alberta | Halkirk Wind | 149.4 | HAL43 | 43 | 111 | 1800 | 90 | 80 | Vestas | V90-1.8 | 2012 | 52.2849 | -112.0001
Alberta | Halkirk Wind | 149.4 | HAL44 | 44 | 111 | 1800 | 90 | 80 | Vestas | V90-1.8 | 2012 | 52.2733 | -111.9825
Alberta | Halkirk Wind | 149.4 | HAL45 | 45 | 111 | 1800 | 90 | 80 | Vestas | V90-1.8 | 2012 | 52.2759 | -111.9781
Alberta | Halkirk Wind | 149.4 | HAL46 | 46 | 111 | 1800 | 90 | 80 | Vestas | V90-1.8 | 2012 | 52.2787 | -111.9739
Alberta | Halkirk Wind | 149.4 | HAL47 | 47 | 111 | 1800 | 90 | 80 | Vestas | V90-1.8 | 2012 | 52.2608 | -111.9828
Alberta | Halkirk Wind | 149.4 | HAL48 | 48 | 111 | 1800 | 90 | 80 | Vestas | V90-1.8 | 2012 | 52.2641 | -111.9827
Alberta | Halkirk Wind | 149.4 | HAL49 | 49 | 111 | 1800 | 90 | 80 | Vestas | V90-1.8 | 2012 | 52.2563 | -112.1455
Alberta | Halkirk Wind | 149.4 | HAL50 | 50 | 111 | 1800 | 90 | 80 | Vestas | V90-1.8 | 2012 | 52.2579 | -112.1407
Alberta | Halkirk Wind | 149.4 | HAL51 | 51 | 111 | 1800 | 90 | 80 | Vestas | V90-1.8 | 2012 | 52.2485 | -112.138
Alberta | Halkirk Wind | 149.4 | HAL52 | 52 | 111 | 1800 | 90 | 80 | Vestas | V90-1.8 | 2012 | 52.2513 | -112.134
Alberta | Halkirk Wind | 149.4 | HAL53 | 53 | 111 | 1800 | 90 | 80 | Vestas | V90-1.8 | 2012 | 52.2526 | -112.1272
Alberta | Halkirk Wind | 149.4 | HAL54 | 54 | 111 | 1800 | 90 | 80 | Vestas | V90-1.8 | 2012 | 52.2366 | -112.1378
Alberta | Halkirk Wind | 149.4 | HAL55 | 55 | 111 | 1800 | 90 | 80 | Vestas | V90-1.8 | 2012 | 52.2395 | -112.1328
Alberta | Halkirk Wind | 149.4 | HAL56 | 56 | 111 | 1800 | 90 | 80 | Vestas | V90-1.8 | 2012 | 52.2422 | -112.1274
Alberta | Halkirk Wind | 149.4 | HAL57 | 57 | 111 | 1800 | 90 | 80 | Vestas | V90-1.8 | 2012 | 52.2412 | -112.1066
Alberta | Halkirk Wind | 149.4 | HAL58 | 58 | 111 | 1800 | 90 | 80 | Vestas | V90-1.8 | 2012 | 52.2441 | -112.1023
Alberta | Halkirk Wind | 149.4 | HAL59 | 59 | 111 | 1800 | 90 | 80 | Vestas | V90-1.8 | 2012 | 52.2679 | -112.0749
Alberta | Halkirk Wind | 149.4 | HAL60 | 60 | 111 | 1800 | 90 | 80 | Vestas | V90-1.8 | 2012 | 52.271 | -112.0699
Alberta | Halkirk Wind | 149.4 | HAL61 | 61 | 111 | 1800 | 90 | 80 | Vestas | V90-1.8 | 2012 | 52.2646 | -112.0584
Alberta | Halkirk Wind | 149.4 | HAL62 | 62 | 111 | 1800 | 90 | 80 | Vestas | V90-1.8 | 2012 | 52.2383 | -112.0938
Alberta | Halkirk Wind | 149.4 | HAL63 | 63 | 111 | 1800 | 90 | 80 | Vestas | V90-1.8 | 2012 | 52.2414 | -112.089
Alberta | Halkirk Wind | 149.4 | HAL64 | 64 | 111 | 1800 | 90 | 80 | Vestas | V90-1.8 | 2012 | 52.2438 | -112.0846
Alberta | Halkirk Wind | 149.4 | HAL65 | 65 | 111 | 1800 | 90 | 80 | Vestas | V90-1.8 | 2012 | 52.2464 | -112.0559
Alberta | Halkirk Wind | 149.4 | HAL66 | 66 | 111 | 1800 | 90 | 80 | Vestas | V90-1.8 | 2012 | 52.2175 | -112.0732
Alberta | Halkirk Wind | 149.4 | HAL67 | 67 | 111 | 1800 | 90 | 80 | Vestas | V90-1.8 | 2012 | 52.2213 | -112.0675
Alberta | Halkirk Wind | 149.4 | HAL68 | 68 | 111 | 1800 | 90 | 80 | Vestas | V90-1.8 | 2012 | 52.2245 | -112.0622
Alberta | Halkirk Wind | 149.4 | HAL69 | 69 | 111 | 1800 | 90 | 80 | Vestas | V90-1.8 | 2012 | 52.2286 | -112.0561
Alberta | Halkirk Wind | 149.4 | HAL70 | 70 | 111 | 1800 | 90 | 80 | Vestas | V90-1.8 | 2012 | 52.2213 | -112.0464
Alberta | Halkirk Wind | 149.4 | HAL71 | 71 | 111 | 1800 | 90 | 80 | Vestas | V90-1.8 | 2012 | 52.2245 | -112.0421
Alberta | Halkirk Wind | 149.4 | HAL72 | 72 | 111 | 1800 | 90 | 80 | Vestas | V90-1.8 | 2012 | 52.2286 | -112.0353
Alberta | Halkirk Wind | 149.4 | HAL73 | 73 | 111 | 1800 | 90 | 80 | Vestas | V90-1.8 | 2012 | 52.2317 | -112.0303
Alberta | Halkirk Wind | 149.4 | HAL74 | 74 | 111 | 1800 | 90 | 80 | Vestas | V90-1.8 | 2012 | 52.2608 | -112.0267
Alberta | Halkirk Wind | 149.4 | HAL75 | 75 | 111 | 1800 | 90 | 80 | Vestas | V90-1.8 | 2012 | 52.2628 | -112.0237
Alberta | Halkirk Wind | 149.4 | HAL76 | 76 | 111 | 1800 | 90 | 80 | Vestas | V90-1.8 | 2012 | 52.2496 | -112.0126
Alberta | Halkirk Wind | 149.4 | HAL77 | 77 | 111 | 1800 | 90 | 80 | Vestas | V90-1.8 | 2012 | 52.2528 | -112.0102
Alberta | Halkirk Wind | 149.4 | HAL78 | 78 | 111 | 1800 | 90 | 80 | Vestas | V90-1.8 | 2012 | 52.2558 | -112.0092
Alberta | Halkirk Wind | 149.4 | HAL79 | 79 | 111 | 1800 | 90 | 80 | Vestas | V90-1.8 | 2012 | 52.2391 | -111.9936
Alberta | Halkirk Wind | 149.4 | HAL80 | 80 | 111 | 1800 | 90 | 80 | Vestas | V90-1.8 | 2012 | 52.2412 | -111.9901
Alberta | Halkirk Wind | 149.4 | HAL81 | 81 | 111 | 1800 | 90 | 80 | Vestas | V90-1.8 | 2012 | 52.2438 | -111.9852
Alberta | Halkirk Wind | 149.4 | HAL82 | 82 | 111 | 1800 | 90 | 80 | Vestas | V90-1.8 | 2012 | 52.237 | -111.979
Alberta | Halkirk Wind | 149.4 | HAL83 | 83 | 111 | 1800 | 90 | 80 | Vestas | V90-1.8 | 2012 | 52.237 | -111.9713
Alberta | Halkirk Wind 2 | 126 | HAL84 | 84 | 111 | 4500 | 150 | 105 | Vestas | V150- 4.5 | 2024/2025 | 52.4234 | -112.0969 | Delayed commissioning due to turbine accident (T33)
Alberta | Halkirk Wind 2 | 126 | HAL85 | 85 | 111 | 4500 | 150 | 105 | Vestas | V150- 4.5 | 2024/2025 | 52.4184 | -112.1127 | Delayed commissioning due to turbine accident (T33)
Alberta | Halkirk Wind 2 | 126 | HAL86 | 86 | 111 | 4500 | 150 | 105 | Vestas | V150- 4.5 | 2024/2025 | 52.4159 | -112.1005 | Delayed commissioning due to turbine accident (T33)
Alberta | Halkirk Wind 2 | 126 | HAL87 | 87 | 111 | 4500 | 150 | 105 | Vestas | V150- 4.5 | 2024/2025 | 52.4087 | -112.0752 | Delayed commissioning due to turbine accident (T33)
Alberta | Halkirk Wind 2 | 126 | HAL88 | 88 | 111 | 4500 | 150 | 105 | Vestas | V150- 4.5 | 2024/2025 | 52.4175 | -112.0883 | Delayed commissioning due to turbine accident (T33)
Alberta | Halkirk Wind 2 | 126 | HAL89 | 89 | 111 | 4500 | 150 | 105 | Vestas | V150- 4.5 | 2024/2025 | 52.4077 | -112.0883 | Delayed commissioning due to turbine accident (T33)
Alberta | Halkirk Wind 2 | 126 | HAL90 | 90 | 111 | 4500 | 150 | 105 | Vestas | V150- 4.5 | 2024/2025 | 52.4014 | -112.0774 | Delayed commissioning due to turbine accident (T33)
Alberta | Halkirk Wind 2 | 126 | HAL91 | 91 | 111 | 4500 | 150 | 105 | Vestas | V150- 4.5 | 2024/2025 | 52.3945 | -112.0742 | Delayed commissioning due to turbine accident (T33)
Alberta | Halkirk Wind 2 | 126 | HAL92 | 92 | 111 | 4500 | 150 | 105 | Vestas | V150- 4.5 | 2024/2025 | 52.424 | -112.1126 | Delayed commissioning due to turbine accident (T33)
Alberta | Halkirk Wind 2 | 126 | HAL93 | 93 | 111 | 4500 | 150 | 105 | Vestas | V150- 4.5 | 2024/2025 | 52.4141 | -112.05 | Delayed commissioning due to turbine accident (T33)
Alberta | Halkirk Wind 2 | 126 | HAL94 | 94 | 111 | 4500 | 150 | 105 | Vestas | V150- 4.5 | 2024/2025 | 52.4253 | -112.0477 | Delayed commissioning due to turbine accident (T33)
Alberta | Halkirk Wind 2 | 126 | HAL95 | 95 | 111 | 4500 | 150 | 105 | Vestas | V150- 4.5 | 2024/2025 | 52.414 | -112.0375 | Delayed commissioning due to turbine accident (T33)
Alberta | Halkirk Wind 2 | 126 | HAL96 | 96 | 111 | 4500 | 150 | 105 | Vestas | V150- 4.5 | 2024/2025 | 52.4202 | -112.0341 | Delayed commissioning due to turbine accident (T33)
Alberta | Halkirk Wind 2 | 126 | HAL97 | 97 | 111 | 4500 | 150 | 105 | Vestas | V150- 4.5 | 2024/2025 | 52.4274 | -112.0367 | Delayed commissioning due to turbine accident (T33)
Alberta | Halkirk Wind 2 | 126 | HAL98 | 98 | 111 | 4500 | 150 | 105 | Vestas | V150- 4.5 | 2024/2025 | 52.4238 | -112.0236 | Delayed commissioning due to turbine accident (T33)
Alberta | Halkirk Wind 2 | 126 | HAL99 | 99 | 111 | 4500 | 150 | 105 | Vestas | V150- 4.5 | 2024/2025 | 52.4286 | -112.0166 | Delayed commissioning due to turbine accident (T33)
Alberta | Halkirk Wind 2 | 126 | HAL100 | 100 | 111 | 4500 | 150 | 105 | Vestas | V150- 4.5 | 2024/2025 | 52.424 | -111.991 | Delayed commissioning due to turbine accident (T33)
Alberta | Halkirk Wind 2 | 126 | HAL101 | 101 | 111 | 4500 | 150 | 105 | Vestas | V150- 4.5 | 2024/2025 | 52.422 | -111.9767 | Delayed commissioning due to turbine accident (T33)
Alberta | Halkirk Wind 2 | 126 | HAL102 | 102 | 111 | 4500 | 150 | 105 | Vestas | V150- 4.5 | 2024/2025 | 52.4147 | -111.9532 | Delayed commissioning due to turbine accident (T33)
Alberta | Halkirk Wind 2 | 126 | HAL103 | 103 | 111 | 4500 | 150 | 105 | Vestas | V150- 4.5 | 2024/2025 | 52.4241 | -111.968 | Delayed commissioning due to turbine accident (T33)
Alberta | Halkirk Wind 2 | 126 | HAL104 | 104 | 111 | 4500 | 150 | 105 | Vestas | V150- 4.5 | 2024/2025 | 52.4293 | -111.9206 | Delayed commissioning due to turbine accident (T33)
Alberta | Halkirk Wind 2 | 126 | HAL105 | 105 | 111 | 4500 | 150 | 105 | Vestas | V150- 4.5 | 2024/2025 | 52.3963 | -111.905 | Delayed commissioning due to turbine accident (T33)
Alberta | Halkirk Wind 2 | 126 | HAL106 | 106 | 111 | 4500 | 150 | 105 | Vestas | V150- 4.5 | 2024/2025 | 52.4027 | -111.9147 | Delayed commissioning due to turbine accident (T33)
Alberta | Halkirk Wind 2 | 126 | HAL107 | 107 | 111 | 4500 | 150 | 105 | Vestas | V150- 4.5 | 2024/2025 | 52.3859 | -111.9064 | Delayed commissioning due to turbine accident (T33)
Alberta | Halkirk Wind 2 | 126 | HAL108 | 108 | 111 | 4500 | 150 | 105 | Vestas | V150- 4.5 | 2024/2025 | 52.3785 | -111.9053 | Delayed commissioning due to turbine accident (T33)
Alberta | Halkirk Wind 2 | 126 | HAL109 | 109 | 111 | 4500 | 150 | 105 | Vestas | V150- 4.5 | 2024/2025 | 52.3801 | -111.9164 | Delayed commissioning due to turbine accident (T33)
Alberta | Halkirk Wind 2 | 126 | HAL110 | 110 | 111 | 4500 | 150 | 105 | Vestas | V150- 4.5 | 2024/2025 | 52.3817 | -111.8919 | Delayed commissioning due to turbine accident (T33)
Alberta | Halkirk Wind 2 | 126 | HAL111 | 111 | 111 | 4500 | 150 | 105 | Vestas | V150- 4.5 | 2024/2025 | 52.4231 | -111.929 | Delayed commissioning due to turbine accident (T33)
Alberta | Hand Hills | 145 | HHL1 | 1 | 29 | 5000 | 145 | 95.5 | Siemens-Gamesa | SG 5.0-145 | 2023 | 51.5896 | -112.3337
Alberta | Hand Hills | 145 | HHL2 | 2 | 29 | 5000 | 145 | 95.5 | Siemens-Gamesa | SG 5.0-145 | 2023 | 51.599 | -112.336
Alberta | Hand Hills | 145 | HHL3 | 3 | 29 | 5000 | 145 | 95.5 | Siemens-Gamesa | SG 5.0-145 | 2023 | 51.6002 | -112.3442
Alberta | Hand Hills | 145 | HHL4 | 4 | 29 | 5000 | 145 | 95.5 | Siemens-Gamesa | SG 5.0-145 | 2023 | 51.5781 | -112.321
Alberta | Hand Hills | 145 | HHL5 | 5 | 29 | 5000 | 145 | 95.5 | Siemens-Gamesa | SG 5.0-145 | 2023 | 51.5777 | -112.3106
Alberta | Hand Hills | 145 | HHL6 | 6 | 29 | 5000 | 145 | 95.5 | Siemens-Gamesa | SG 5.0-145 | 2023 | 51.5798 | -112.2996
Alberta | Hand Hills | 145 | HHL7 | 7 | 29 | 5000 | 145 | 95.5 | Siemens-Gamesa | SG 5.0-145 | 2023 | 51.5808 | -112.293
Alberta | Hand Hills | 145 | HHL8 | 8 | 29 | 5000 | 145 | 95.5 | Siemens-Gamesa | SG 5.0-145 | 2023 | 51.582 | -112.2838
Alberta | Hand Hills | 145 | HHL9 | 9 | 29 | 5000 | 145 | 95.5 | Siemens-Gamesa | SG 5.0-145 | 2023 | 51.58 | -112.274
Alberta | Hand Hills | 145 | HHL10 | 10 | 29 | 5000 | 145 | 95.5 | Siemens-Gamesa | SG 5.0-145 | 2023 | 51.5658 | -112.2691
Alberta | Hand Hills | 145 | HHL11 | 11 | 29 | 5000 | 145 | 95.5 | Siemens-Gamesa | SG 5.0-145 | 2023 | 51.5679 | -112.2638
Alberta | Hand Hills | 145 | HHL12 | 12 | 29 | 5000 | 145 | 95.5 | Siemens-Gamesa | SG 5.0-145 | 2023 | 51.5679 | -112.2575
Alberta | Hand Hills | 145 | HHL13 | 13 | 29 | 5000 | 145 | 95.5 | Siemens-Gamesa | SG 5.0-145 | 2023 | 51.5674 | -112.2497
Alberta | Hand Hills | 145 | HHL14 | 14 | 29 | 5000 | 145 | 95.5 | Siemens-Gamesa | SG 5.0-145 | 2023 | 51.5712 | -112.2464
Alberta | Hand Hills | 145 | HHL15 | 15 | 29 | 5000 | 145 | 95.5 | Siemens-Gamesa | SG 5.0-145 | 2023 | 51.575 | -112.2424
Alberta | Hand Hills | 145 | HHL16 | 16 | 29 | 5000 | 145 | 95.5 | Siemens-Gamesa | SG 5.0-145 | 2023 | 51.5709 | -112.2292
Alberta | Hand Hills | 145 | HHL17 | 17 | 29 | 5000 | 145 | 95.5 | Siemens-Gamesa | SG 5.0-145 | 2023 | 51.5705 | -112.2126
Alberta | Hand Hills | 145 | HHL18 | 18 | 29 | 5000 | 145 | 95.5 | Siemens-Gamesa | SG 5.0-145 | 2023 | 51.5704 | -112.2043
Alberta | Hand Hills | 145 | HHL19 | 19 | 29 | 5000 | 145 | 95.5 | Siemens-Gamesa | SG 5.0-145 | 2023 | 51.5719 | -112.1979
Alberta | Hand Hills | 145 | HHL20 | 20 | 29 | 5000 | 145 | 95.5 | Siemens-Gamesa | SG 5.0-145 | 2023 | 51.573 | -112.19
Alberta | Hand Hills | 145 | HHL21 | 21 | 29 | 5000 | 145 | 95.5 | Siemens-Gamesa | SG 5.0-145 | 2023 | 51.5742 | -112.1833
Alberta | Hand Hills | 145 | HHL22 | 22 | 29 | 5000 | 145 | 95.5 | Siemens-Gamesa | SG 5.0-145 | 2023 | 51.5849 | -112.1805
Alberta | Hand Hills | 145 | HHL23 | 23 | 29 | 5000 | 145 | 95.5 | Siemens-Gamesa | SG 5.0-145 | 2023 | 51.5415 | -112.2765
Alberta | Hand Hills | 145 | HHL24 | 24 | 29 | 5000 | 145 | 95.5 | Siemens-Gamesa | SG 5.0-145 | 2023 | 51.5461 | -112.2711
Alberta | Hand Hills | 145 | HHL25 | 25 | 29 | 5000 | 145 | 95.5 | Siemens-Gamesa | SG 5.0-145 | 2023 | 51.5532 | -112.2692
Alberta | Hand Hills | 145 | HHL26 | 26 | 29 | 5000 | 145 | 95.5 | Siemens-Gamesa | SG 5.0-145 | 2023 | 51.5527 | -112.2534
Alberta | Hand Hills | 145 | HHL27 | 27 | 29 | 5000 | 145 | 95.5 | Siemens-Gamesa | SG 5.0-145 | 2023 | 51.6155 | -112.2409
Alberta | Hand Hills | 145 | HHL28 | 28 | 29 | 5000 | 145 | 95.5 | Siemens-Gamesa | SG 5.0-145 | 2023 | 51.6162 | -112.2343
Alberta | Hand Hills | 145 | HHL29 | 29 | 29 | 5000 | 145 | 95.5 | Siemens-Gamesa | SG 5.0-145 | 2023 | 51.5954 | -112.2475
Alberta | Hilda | 100 | HLD1 | 1 | 20 | 5000 | 145 | 95 | Siemens-Gamesa | SG 5.0/5.2-145 | 2023 | 50.5552 | -110.0893
Alberta | Hilda | 100 | HLD2 | 2 | 20 | 5000 | 145 | 95 | Siemens-Gamesa | SG 5.0/5.2-145 | 2023 | 50.5561 | -110.0724
Alberta | Hilda | 100 | HLD3 | 3 | 20 | 5000 | 145 | 95 | Siemens-Gamesa | SG 5.0/5.2-145 | 2023 | 50.5549 | -110.061
Alberta | Hilda | 100 | HLD4 | 4 | 20 | 5000 | 145 | 95 | Siemens-Gamesa | SG 5.0/5.2-145 | 2023 | 50.5564 | -110.0411
Alberta | Hilda | 100 | HLD5 | 5 | 20 | 5000 | 145 | 95 | Siemens-Gamesa | SG 5.0/5.2-145 | 2023 | 50.5372 | -110.0461
Alberta | Hilda | 100 | HLD6 | 6 | 20 | 5000 | 145 | 95 | Siemens-Gamesa | SG 5.0/5.2-145 | 2023 | 50.531 | -110.0446
Alberta | Hilda | 100 | HLD7 | 7 | 20 | 5000 | 145 | 95 | Siemens-Gamesa | SG 5.0/5.2-145 | 2023 | 50.5256 | -110.0539
Alberta | Hilda | 100 | HLD8 | 8 | 20 | 5000 | 145 | 95 | Siemens-Gamesa | SG 5.0/5.2-145 | 2023 | 50.5158 | -110.0605
Alberta | Hilda | 100 | HLD9 | 9 | 20 | 5000 | 145 | 95 | Siemens-Gamesa | SG 5.0/5.2-145 | 2023 | 50.5095 | -110.0637
Alberta | Hilda | 100 | HLD10 | 10 | 20 | 5000 | 145 | 95 | Siemens-Gamesa | SG 5.0/5.2-145 | 2023 | 50.5072 | -110.0773
Alberta | Hilda | 100 | HLD11 | 11 | 20 | 5000 | 145 | 95 | Siemens-Gamesa | SG 5.0/5.2-145 | 2023 | 50.5 | -110.092
Alberta | Hilda | 100 | HLD12 | 12 | 20 | 5000 | 145 | 95 | Siemens-Gamesa | SG 5.0/5.2-145 | 2023 | 50.517 | -110.1528
Alberta | Hilda | 100 | HLD13 | 13 | 20 | 5000 | 145 | 95 | Siemens-Gamesa | SG 5.0/5.2-145 | 2023 | 50.5698 | -110.1563
Alberta | Hilda | 100 | HLD14 | 14 | 20 | 5000 | 145 | 95 | Siemens-Gamesa | SG 5.0/5.2-145 | 2023 | 50.5664 | -110.1466
Alberta | Hilda | 100 | HLD15 | 15 | 20 | 5000 | 145 | 95 | Siemens-Gamesa | SG 5.0/5.2-145 | 2023 | 50.5652 | -110.1267
Alberta | Hilda | 100 | HLD16 | 16 | 20 | 5000 | 145 | 95 | Siemens-Gamesa | SG 5.0/5.2-145 | 2023 | 50.5622 | -110.1024
Alberta | Hilda | 100 | HLD17 | 17 | 20 | 5000 | 145 | 95 | Siemens-Gamesa | SG 5.0/5.2-145 | 2023 | 50.5453 | -110.1298
Alberta | Hilda | 100 | HLD18 | 18 | 20 | 5000 | 145 | 95 | Siemens-Gamesa | SG 5.0/5.2-145 | 2023 | 50.5402 | -110.1382
Alberta | Hilda | 100 | HLD19 | 19 | 20 | 5000 | 145 | 95 | Siemens-Gamesa | SG 5.0/5.2-145 | 2023 | 50.5327 | -110.1472
Alberta | Hilda | 100 | HLD20 | 20 | 20 | 5000 | 145 | 95 | Siemens-Gamesa | SG 5.0/5.2-145 | 2023 | 50.5247 | -110.1522
Alberta | Jenner Wind | 303 | JNW1 | 1 | 55 | 5560 | 160 | 114 | Enercon | E160-5.56 | 2023 | 50.8784 | -111.0627
Alberta | Jenner Wind | 303 | JNW2 | 2 | 55 | 5560 | 160 | 114 | Enercon | E160-5.56 | 2023 | 50.8715 | -111.0562
Alberta | Jenner Wind | 303 | JNW3 | 3 | 55 | 5560 | 160 | 114 | Enercon | E160-5.56 | 2023 | 50.8651 | -111.0529
Alberta | Jenner Wind | 303 | JNW4 | 4 | 55 | 5560 | 160 | 114 | Enercon | E160-5.56 | 2023 | 50.8665 | -111.0692
Alberta | Jenner Wind | 303 | JNW5 | 5 | 55 | 5560 | 160 | 114 | Enercon | E160-5.56 | 2023 | 50.8647 | -111.0817
Alberta | Jenner Wind | 303 | JNW6 | 6 | 55 | 5560 | 160 | 114 | Enercon | E160-5.56 | 2023 | 50.8675 | -111.098
Alberta | Jenner Wind | 303 | JNW7 | 7 | 55 | 5560 | 160 | 114 | Enercon | E160-5.56 | 2023 | 50.8587 | -111.1015
Alberta | Jenner Wind | 303 | JNW8 | 8 | 55 | 5560 | 160 | 114 | Enercon | E160-5.56 | 2023 | 50.8558 | -111.1085
Alberta | Jenner Wind | 303 | JNW9 | 9 | 55 | 5560 | 160 | 114 | Enercon | E160-5.56 | 2023 | 50.8547 | -111.1144
Alberta | Jenner Wind | 303 | JNW10 | 10 | 55 | 5560 | 160 | 114 | Enercon | E160-5.56 | 2023 | 50.8501 | -111.1066
Alberta | Jenner Wind | 303 | JNW11 | 11 | 55 | 5560 | 160 | 114 | Enercon | E160-5.56 | 2023 | 50.8442 | -111.0735
Alberta | Jenner Wind | 303 | JNW12 | 12 | 55 | 5560 | 160 | 114 | Enercon | E160-5.56 | 2023 | 50.81 | -111.0479
Alberta | Jenner Wind | 303 | JNW13 | 13 | 55 | 5560 | 160 | 114 | Enercon | E160-5.56 | 2023 | 50.8064 | -111.0483
Alberta | Jenner Wind | 303 | JNW14 | 14 | 55 | 5560 | 160 | 114 | Enercon | E160-5.56 | 2023 | 50.8078 | -111.0229
Alberta | Jenner Wind | 303 | JNW15 | 15 | 55 | 5560 | 160 | 114 | Enercon | E160-5.56 | 2023 | 50.8034 | -111.0185
Alberta | Jenner Wind | 303 | JNW16 | 16 | 55 | 5560 | 160 | 114 | Enercon | E160-5.56 | 2023 | 50.7918 | -111.0167
Alberta | Jenner Wind | 303 | JNW17 | 17 | 55 | 5560 | 160 | 114 | Enercon | E160-5.56 | 2023 | 50.7868 | -111.0159
Alberta | Jenner Wind | 303 | JNW18 | 18 | 55 | 5560 | 160 | 114 | Enercon | E160-5.56 | 2023 | 50.773 | -111.071
Alberta | Jenner Wind | 303 | JNW19 | 19 | 55 | 5560 | 160 | 114 | Enercon | E160-5.56 | 2023 | 50.7717 | -111.083
Alberta | Jenner Wind | 303 | JNW20 | 20 | 55 | 5560 | 160 | 114 | Enercon | E160-5.56 | 2023 | 50.7597 | -111.0415
Alberta | Jenner Wind | 303 | JNW21 | 21 | 55 | 5560 | 160 | 114 | Enercon | E160-5.56 | 2023 | 50.7575 | -111.0368
Alberta | Jenner Wind | 303 | JNW22 | 22 | 55 | 5560 | 160 | 114 | Enercon | E160-5.56 | 2023 | 50.7604 | -111.0232
Alberta | Jenner Wind | 303 | JNW23 | 23 | 55 | 5490 | 160 | 114 | Enercon | E160-5.56 | 2023 | 50.8721 | -111.0259 | Turbine derated from 5.56 MW such that JNW 23 to JNW 35 have a total capacity of 71.4 MW
Alberta | Jenner Wind | 303 | JNW24 | 24 | 55 | 5490 | 160 | 114 | Enercon | E160-5.56 | 2023 | 50.8665 | -111.0229 | Turbine derated from 5.56 MW such that JNW 23 to JNW 35 have a total capacity of 71.4 MW
Alberta | Jenner Wind | 303 | JNW25 | 25 | 55 | 5490 | 160 | 114 | Enercon | E160-5.56 | 2023 | 50.8655 | -111.0051 | Turbine derated from 5.56 MW such that JNW 23 to JNW 35 have a total capacity of 71.4 MW
Alberta | Jenner Wind | 303 | JNW26 | 26 | 55 | 5490 | 160 | 114 | Enercon | E160-5.56 | 2023 | 50.8551 | -111.0239 | Turbine derated from 5.56 MW such that JNW 23 to JNW 35 have a total capacity of 71.4 MW
Alberta | Jenner Wind | 303 | JNW27 | 27 | 55 | 5490 | 160 | 114 | Enercon | E160-5.56 | 2023 | 50.8482 | -111.0253 | Turbine derated from 5.56 MW such that JNW 23 to JNW 35 have a total capacity of 71.4 MW
Alberta | Jenner Wind | 303 | JNW28 | 28 | 55 | 5490 | 160 | 114 | Enercon | E160-5.56 | 2023 | 50.8384 | -111.0222 | Turbine derated from 5.56 MW such that JNW 23 to JNW 35 have a total capacity of 71.4 MW
Alberta | Jenner Wind | 303 | JNW29 | 29 | 55 | 5490 | 160 | 114 | Enercon | E160-5.56 | 2023 | 50.8355 | -111.0286 | Turbine derated from 5.56 MW such that JNW 23 to JNW 35 have a total capacity of 71.4 MW
Alberta | Jenner Wind | 303 | JNW30 | 30 | 55 | 5490 | 160 | 114 | Enercon | E160-5.56 | 2023 | 50.8299 | -111.0234 | Turbine derated from 5.56 MW such that JNW 23 to JNW 35 have a total capacity of 71.4 MW
Alberta | Jenner Wind | 303 | JNW31 | 31 | 55 | 5490 | 160 | 114 | Enercon | E160-5.56 | 2023 | 50.8408 | -111.038 | Turbine derated from 5.56 MW such that JNW 23 to JNW 35 have a total capacity of 71.4 MW
Alberta | Jenner Wind | 303 | JNW32 | 32 | 55 | 5490 | 160 | 114 | Enercon | E160-5.56 | 2023 | 50.8445 | -111.0511 | Turbine derated from 5.56 MW such that JNW 23 to JNW 35 have a total capacity of 71.4 MW
Alberta | Jenner Wind | 303 | JNW33 | 33 | 55 | 5490 | 160 | 114 | Enercon | E160-5.56 | 2023 | 50.8532 | -111.0476 | Turbine derated from 5.56 MW such that JNW 23 to JNW 35 have a total capacity of 71.4 MW
Alberta | Jenner Wind | 303 | JNW34 | 34 | 55 | 5490 | 160 | 114 | Enercon | E160-5.56 | 2023 | 50.8554 | -111.0366 | Turbine derated from 5.56 MW such that JNW 23 to JNW 35 have a total capacity of 71.4 MW
Alberta | Jenner Wind | 303 | JNW35 | 35 | 55 | 5490 | 160 | 114 | Enercon | E160-5.56 | 2023 | 50.8602 | -111.032 | Turbine derated from 5.56 MW such that JNW 23 to JNW 35 have a total capacity of 71.4 MW
Alberta | Jenner Wind | 303 | JNW36 | 36 | 55 | 5460 | 160 | 114 | Enercon | E160-5.56 | 2023 | 50.8443 | -111.1096 | Turbine derated from 5.56 MW such that JNW 36 to JWN 55 have a total capacity of 109.2 MW
Alberta | Jenner Wind | 303 | JNW37 | 37 | 55 | 5460 | 160 | 114 | Enercon | E160-5.56 | 2023 | 50.837 | -111.0926 | Turbine derated from 5.56 MW such that JNW 36 to JWN 55 have a total capacity of 109.2 MW
Alberta | Jenner Wind | 303 | JNW38 | 38 | 55 | 5460 | 160 | 114 | Enercon | E160-5.56 | 2023 | 50.8358 | -111.0534 | Turbine derated from 5.56 MW such that JNW 36 to JWN 55 have a total capacity of 109.2 MW
Alberta | Jenner Wind | 303 | JNW39 | 39 | 55 | 5460 | 160 | 114 | Enercon | E160-5.56 | 2023 | 50.8304 | -111.1185 | Turbine derated from 5.56 MW such that JNW 36 to JWN 55 have a total capacity of 109.2 MW
Alberta | Jenner Wind | 303 | JNW40 | 40 | 55 | 5460 | 160 | 114 | Enercon | E160-5.56 | 2023 | 50.8272 | -111.1043 | Turbine derated from 5.56 MW such that JNW 36 to JWN 55 have a total capacity of 109.2 MW
Alberta | Jenner Wind | 303 | JNW41 | 41 | 55 | 5460 | 160 | 114 | Enercon | E160-5.56 | 2023 | 50.8267 | -111.0634 | Turbine derated from 5.56 MW such that JNW 36 to JWN 55 have a total capacity of 109.2 MW
Alberta | Jenner Wind | 303 | JNW42 | 42 | 55 | 5460 | 160 | 114 | Enercon | E160-5.56 | 2023 | 50.8219 | -111.0475 | Turbine derated from 5.56 MW such that JNW 36 to JWN 55 have a total capacity of 109.2 MW
Alberta | Jenner Wind | 303 | JNW43 | 43 | 55 | 5460 | 160 | 114 | Enercon | E160-5.56 | 2023 | 50.8164 | -111.0364 | Turbine derated from 5.56 MW such that JNW 36 to JWN 55 have a total capacity of 109.2 MW
Alberta | Jenner Wind | 303 | JNW44 | 44 | 55 | 5460 | 160 | 114 | Enercon | E160-5.56 | 2023 | 50.8102 | -111.0285 | Turbine derated from 5.56 MW such that JNW 36 to JWN 55 have a total capacity of 109.2 MW
Alberta | Jenner Wind | 303 | JNW45 | 45 | 55 | 5460 | 160 | 114 | Enercon | E160-5.56 | 2023 | 50.8063 | -111.0359 | Turbine derated from 5.56 MW such that JNW 36 to JWN 55 have a total capacity of 109.2 MW
Alberta | Jenner Wind | 303 | JNW46 | 46 | 55 | 5460 | 160 | 114 | Enercon | E160-5.56 | 2023 | 50.8409 | -111.1181 | Turbine derated from 5.56 MW such that JNW 36 to JWN 55 have a total capacity of 109.2 MW
Alberta | Jenner Wind | 303 | JNW47 | 47 | 55 | 5460 | 160 | 114 | Enercon | E160-5.56 | 2023 | 50.8354 | -111.1075 | Turbine derated from 5.56 MW such that JNW 36 to JWN 55 have a total capacity of 109.2 MW
Alberta | Jenner Wind | 303 | JNW48 | 48 | 55 | 5460 | 160 | 114 | Enercon | E160-5.56 | 2023 | 50.7644 | -111.1067 | Turbine derated from 5.56 MW such that JNW 36 to JWN 55 have a total capacity of 109.2 MW
Alberta | Jenner Wind | 303 | JNW49 | 49 | 55 | 5460 | 160 | 114 | Enercon | E160-5.56 | 2023 | 50.7642 | -111.1159 | Turbine derated from 5.56 MW such that JNW 36 to JWN 55 have a total capacity of 109.2 MW
Alberta | Jenner Wind | 303 | JNW50 | 50 | 55 | 5460 | 160 | 114 | Enercon | E160-5.56 | 2023 | 50.833 | -111.0777 | Turbine derated from 5.56 MW such that JNW 36 to JWN 55 have a total capacity of 109.2 MW
Alberta | Jenner Wind | 303 | JNW51 | 51 | 55 | 5460 | 160 | 114 | Enercon | E160-5.56 | 2023 | 50.7581 | -111.1146 | Turbine derated from 5.56 MW such that JNW 36 to JWN 55 have a total capacity of 109.2 MW
Alberta | Jenner Wind | 303 | JNW52 | 52 | 55 | 5460 | 160 | 114 | Enercon | E160-5.56 | 2023 | 50.7562 | -111.105 | Turbine derated from 5.56 MW such that JNW 36 to JWN 55 have a total capacity of 109.2 MW
Alberta | Jenner Wind | 303 | JNW53 | 53 | 55 | 5460 | 160 | 114 | Enercon | E160-5.56 | 2023 | 50.7556 | -111.0923 | Turbine derated from 5.56 MW such that JNW 36 to JWN 55 have a total capacity of 109.2 MW
Alberta | Jenner Wind | 303 | JNW54 | 54 | 55 | 5460 | 160 | 114 | Enercon | E160-5.56 | 2023 | 50.7532 | -111.1179 | Turbine derated from 5.56 MW such that JNW 36 to JWN 55 have a total capacity of 109.2 MW
Alberta | Jenner Wind | 303 | JNW55 | 55 | 55 | 5460 | 160 | 114 | Enercon | E160-5.56 | 2023 | 50.8371 | -111.0641 | Turbine derated from 5.56 MW such that JNW 36 to JWN 55 have a total capacity of 109.2 MW
Alberta | Kettles Hill | 63 | KEH1 | 1 | 35 | 1800 | 80 | 67 | Vestas | V80-1.8 | 2006/2007 | 49.5228 | -113.83 | 3 x 50 m turbines, 5 x 60 m turbines, and 27 x 67 m turbines
Alberta | Kettles Hill | 63 | KEH2 | 2 | 35 | 1800 | 80 | 67 | Vestas | V80-1.8 | 2006/2007 | 49.5209 | -113.8284 | 3 x 50 m turbines, 5 x 60 m turbines, and 27 x 67 m turbines
Alberta | Kettles Hill | 63 | KEH3 | 3 | 35 | 1800 | 80 | 67 | Vestas | V80-1.8 | 2006/2007 | 49.5189 | -113.8269 | 3 x 50 m turbines, 5 x 60 m turbines, and 27 x 67 m turbines
Alberta | Kettles Hill | 63 | KEH4 | 4 | 35 | 1800 | 80 | 67 | Vestas | V80-1.8 | 2006/2007 | 49.5175 | -113.8257 | 3 x 50 m turbines, 5 x 60 m turbines, and 27 x 67 m turbines
Alberta | Kettles Hill | 63 | KEH5 | 5 | 35 | 1800 | 80 | 67 | Vestas | V80-1.8 | 2006/2007 | 49.5151 | -113.8204 | 3 x 50 m turbines, 5 x 60 m turbines, and 27 x 67 m turbines
Alberta | Kettles Hill | 63 | KEH6 | 6 | 35 | 1800 | 80 | 67 | Vestas | V80-1.8 | 2006/2007 | 49.5135 | -113.82 | 3 x 50 m turbines, 5 x 60 m turbines, and 27 x 67 m turbines
Alberta | Kettles Hill | 63 | KEH7 | 7 | 35 | 1800 | 80 | 67 | Vestas | V80-1.8 | 2006/2007 | 49.5232 | -113.8231 | 3 x 50 m turbines, 5 x 60 m turbines, and 27 x 67 m turbines
Alberta | Kettles Hill | 63 | KEH8 | 8 | 35 | 1800 | 80 | 67 | Vestas | V80-1.8 | 2006/2007 | 49.5214 | -113.8214 | 3 x 50 m turbines, 5 x 60 m turbines, and 27 x 67 m turbines
Alberta | Kettles Hill | 63 | KEH9 | 9 | 35 | 1800 | 80 | 67 | Vestas | V80-1.8 | 2006/2007 | 49.5198 | -113.8208 | 3 x 50 m turbines, 5 x 60 m turbines, and 27 x 67 m turbines
Alberta | Kettles Hill | 63 | KEH10 | 10 | 35 | 1800 | 80 | 67 | Vestas | V80-1.8 | 2006/2007 | 49.5186 | -113.8197 | 3 x 50 m turbines, 5 x 60 m turbines, and 27 x 67 m turbines
Alberta | Kettles Hill | 63 | KEH11 | 11 | 35 | 1800 | 80 | 67 | Vestas | V80-1.8 | 2006/2007 | 49.5287 | -113.797 | 3 x 50 m turbines, 5 x 60 m turbines, and 27 x 67 m turbines
Alberta | Kettles Hill | 63 | KEH12 | 12 | 35 | 1800 | 80 | 67 | Vestas | V80-1.8 | 2006/2007 | 49.5276 | -113.7972 | 3 x 50 m turbines, 5 x 60 m turbines, and 27 x 67 m turbines
Alberta | Kettles Hill | 63 | KEH13 | 13 | 35 | 1800 | 80 | 67 | Vestas | V80-1.8 | 2006/2007 | 49.5264 | -113.7978 | 3 x 50 m turbines, 5 x 60 m turbines, and 27 x 67 m turbines
Alberta | Kettles Hill | 63 | KEH14 | 14 | 35 | 1800 | 80 | 67 | Vestas | V80-1.8 | 2006/2007 | 49.5254 | -113.7971 | 3 x 50 m turbines, 5 x 60 m turbines, and 27 x 67 m turbines
Alberta | Kettles Hill | 63 | KEH15 | 15 | 35 | 1800 | 80 | 67 | Vestas | V80-1.8 | 2006/2007 | 49.5241 | -113.797 | 3 x 50 m turbines, 5 x 60 m turbines, and 27 x 67 m turbines
Alberta | Kettles Hill | 63 | KEH16 | 16 | 35 | 1800 | 80 | 67 | Vestas | V80-1.8 | 2006/2007 | 49.5223 | -113.797 | 3 x 50 m turbines, 5 x 60 m turbines, and 27 x 67 m turbines
Alberta | Kettles Hill | 63 | KEH17 | 17 | 35 | 1800 | 80 | 67 | Vestas | V80-1.8 | 2006/2007 | 49.5207 | -113.7965 | 3 x 50 m turbines, 5 x 60 m turbines, and 27 x 67 m turbines
Alberta | Kettles Hill | 63 | KEH18 | 18 | 35 | 1800 | 80 | 67 | Vestas | V80-1.8 | 2006/2007 | 49.5193 | -113.7969 | 3 x 50 m turbines, 5 x 60 m turbines, and 27 x 67 m turbines
Alberta | Kettles Hill | 63 | KEH19 | 19 | 35 | 1800 | 80 | 67 | Vestas | V80-1.8 | 2006/2007 | 49.5181 | -113.7978 | 3 x 50 m turbines, 5 x 60 m turbines, and 27 x 67 m turbines
Alberta | Kettles Hill | 63 | KEH20 | 20 | 35 | 1800 | 80 | 67 | Vestas | V80-1.8 | 2006/2007 | 49.5152 | -113.7972 | 3 x 50 m turbines, 5 x 60 m turbines, and 27 x 67 m turbines
Alberta | Kettles Hill | 63 | KEH21 | 21 | 35 | 1800 | 80 | 67 | Vestas | V80-1.8 | 2006/2007 | 49.5118 | -113.8148 | 3 x 50 m turbines, 5 x 60 m turbines, and 27 x 67 m turbines
Alberta | Kettles Hill | 63 | KEH22 | 22 | 35 | 1800 | 80 | 67 | Vestas | V80-1.8 | 2006/2007 | 49.5103 | -113.8146 | 3 x 50 m turbines, 5 x 60 m turbines, and 27 x 67 m turbines
Alberta | Kettles Hill | 63 | KEH23 | 23 | 35 | 1800 | 80 | 67 | Vestas | V80-1.8 | 2006/2007 | 49.5098 | -113.8198 | 3 x 50 m turbines, 5 x 60 m turbines, and 27 x 67 m turbines
Alberta | Kettles Hill | 63 | KEH24 | 24 | 35 | 1800 | 80 | 67 | Vestas | V80-1.8 | 2006/2007 | 49.5086 | -113.8194 | 3 x 50 m turbines, 5 x 60 m turbines, and 27 x 67 m turbines
Alberta | Kettles Hill | 63 | KEH25 | 25 | 35 | 1800 | 80 | 67 | Vestas | V80-1.8 | 2006/2007 | 49.5073 | -113.8197 | 3 x 50 m turbines, 5 x 60 m turbines, and 27 x 67 m turbines
Alberta | Kettles Hill | 63 | KEH26 | 26 | 35 | 1800 | 80 | 67 | Vestas | V80-1.8 | 2006/2007 | 49.5061 | -113.8203 | 3 x 50 m turbines, 5 x 60 m turbines, and 27 x 67 m turbines
Alberta | Kettles Hill | 63 | KEH27 | 27 | 35 | 1800 | 80 | 67 | Vestas | V80-1.8 | 2006/2007 | 49.5049 | -113.8207 | 3 x 50 m turbines, 5 x 60 m turbines, and 27 x 67 m turbines
Alberta | Kettles Hill | 63 | KEH28 | 28 | 35 | 1800 | 80 | 67 | Vestas | V80-1.8 | 2006/2007 | 49.5036 | -113.8214 | 3 x 50 m turbines, 5 x 60 m turbines, and 27 x 67 m turbines
Alberta | Kettles Hill | 63 | KEH29 | 29 | 35 | 1800 | 80 | 67 | Vestas | V80-1.8 | 2006/2007 | 49.5013 | -113.8266 | 3 x 50 m turbines, 5 x 60 m turbines, and 27 x 67 m turbines
Alberta | Kettles Hill | 63 | KEH30 | 30 | 35 | 1800 | 80 | 67 | Vestas | V80-1.8 | 2006/2007 | 49.4992 | -113.8257 | 3 x 50 m turbines, 5 x 60 m turbines, and 27 x 67 m turbines
Alberta | Kettles Hill | 63 | KEH31 | 31 | 35 | 1800 | 80 | 67 | Vestas | V80-1.8 | 2006/2007 | 49.498 | -113.8255 | 3 x 50 m turbines, 5 x 60 m turbines, and 27 x 67 m turbines
Alberta | Kettles Hill | 63 | KEH32 | 32 | 35 | 1800 | 80 | 67 | Vestas | V80-1.8 | 2006/2007 | 49.4969 | -113.8264 | 3 x 50 m turbines, 5 x 60 m turbines, and 27 x 67 m turbines
Alberta | Kettles Hill | 63 | KEH33 | 33 | 35 | 1800 | 80 | 67 | Vestas | V80-1.8 | 2006/2007 | 49.4957 | -113.8263 | 3 x 50 m turbines, 5 x 60 m turbines, and 27 x 67 m turbines
Alberta | Kettles Hill | 63 | KEH34 | 34 | 35 | 1800 | 80 | 67 | Vestas | V80-1.8 | 2006/2007 | 49.4992 | -113.8338 | 3 x 50 m turbines, 5 x 60 m turbines, and 27 x 67 m turbines
Alberta | Kettles Hill | 63 | KEH35 | 35 | 35 | 1800 | 80 | 67 | Vestas | V80-1.8 | 2006/2007 | 49.4977 | -113.8337 | 3 x 50 m turbines, 5 x 60 m turbines, and 27 x 67 m turbines
Alberta | Lanfine | 150.5 | LFN1 | 1 | 35 | 4300 | 150 | 105 | Vestas | V150-4.3 | 2023 | 51.3103 | -110.6244
Alberta | Lanfine | 150.5 | LFN2 | 2 | 35 | 4300 | 150 | 105 | Vestas | V150-4.3 | 2023 | 51.3223 | -110.6203
Alberta | Lanfine | 150.5 | LFN3 | 3 | 35 | 4300 | 150 | 105 | Vestas | V150-4.3 | 2023 | 51.339 | -110.6049
Alberta | Lanfine | 150.5 | LFN4 | 4 | 35 | 4300 | 150 | 105 | Vestas | V150-4.3 | 2023 | 51.3426 | -110.5978
Alberta | Lanfine | 150.5 | LFN5 | 5 | 35 | 4300 | 150 | 105 | Vestas | V150-4.3 | 2023 | 51.3481 | -110.5944
Alberta | Lanfine | 150.5 | LFN6 | 6 | 35 | 4300 | 150 | 105 | Vestas | V150-4.3 | 2023 | 51.3161 | -110.601
Alberta | Lanfine | 150.5 | LFN7 | 7 | 35 | 4300 | 150 | 105 | Vestas | V150-4.3 | 2023 | 51.3233 | -110.6002
Alberta | Lanfine | 150.5 | LFN8 | 8 | 35 | 4300 | 150 | 105 | Vestas | V150-4.3 | 2023 | 51.3053 | -110.5973
Alberta | Lanfine | 150.5 | LFN9 | 9 | 35 | 4300 | 150 | 105 | Vestas | V150-4.3 | 2023 | 51.3103 | -110.5759
Alberta | Lanfine | 150.5 | LFN10 | 10 | 35 | 4300 | 150 | 105 | Vestas | V150-4.3 | 2023 | 51.3175 | -110.575
Alberta | Lanfine | 150.5 | LFN11 | 11 | 35 | 4300 | 150 | 105 | Vestas | V150-4.3 | 2023 | 51.3265 | -110.571
Alberta | Lanfine | 150.5 | LFN12 | 12 | 35 | 4300 | 150 | 105 | Vestas | V150-4.3 | 2023 | 51.3349 | -110.578
Alberta | Lanfine | 150.5 | LFN13 | 13 | 35 | 4300 | 150 | 105 | Vestas | V150-4.3 | 2023 | 51.2569 | -110.553
Alberta | Lanfine | 150.5 | LFN14 | 14 | 35 | 4300 | 150 | 105 | Vestas | V150-4.3 | 2023 | 51.2639 | -110.5486
Alberta | Lanfine | 150.5 | LFN15 | 15 | 35 | 4300 | 150 | 105 | Vestas | V150-4.3 | 2023 | 51.2729 | -110.5496
Alberta | Lanfine | 150.5 | LFN16 | 16 | 35 | 4300 | 150 | 105 | Vestas | V150-4.3 | 2023 | 51.284 | -110.5544
Alberta | Lanfine | 150.5 | LFN17 | 17 | 35 | 4300 | 150 | 105 | Vestas | V150-4.3 | 2023 | 51.2904 | -110.5583
Alberta | Lanfine | 150.5 | LFN18 | 18 | 35 | 4300 | 150 | 105 | Vestas | V150-4.3 | 2023 | 51.302 | -110.5615
Alberta | Lanfine | 150.5 | LFN19 | 19 | 35 | 4300 | 150 | 105 | Vestas | V150-4.3 | 2023 | 51.308 | -110.5617
Alberta | Lanfine | 150.5 | LFN20 | 20 | 35 | 4300 | 150 | 105 | Vestas | V150-4.3 | 2023 | 51.3135 | -110.5637
Alberta | Lanfine | 150.5 | LFN21 | 21 | 35 | 4300 | 150 | 105 | Vestas | V150-4.3 | 2023 | 51.3248 | -110.5517
Alberta | Lanfine | 150.5 | LFN22 | 22 | 35 | 4300 | 150 | 105 | Vestas | V150-4.3 | 2023 | 51.3329 | -110.5537
Alberta | Lanfine | 150.5 | LFN23 | 23 | 35 | 4300 | 150 | 105 | Vestas | V150-4.3 | 2023 | 51.2446 | -110.5262
Alberta | Lanfine | 150.5 | LFN24 | 24 | 35 | 4300 | 150 | 105 | Vestas | V150-4.3 | 2023 | 51.2537 | -110.5325
Alberta | Lanfine | 150.5 | LFN25 | 25 | 35 | 4300 | 150 | 105 | Vestas | V150-4.3 | 2023 | 51.2656 | -110.5294
Alberta | Lanfine | 150.5 | LFN26 | 26 | 35 | 4300 | 150 | 105 | Vestas | V150-4.3 | 2023 | 51.2838 | -110.5374
Alberta | Lanfine | 150.5 | LFN27 | 27 | 35 | 4300 | 150 | 105 | Vestas | V150-4.3 | 2023 | 51.2791 | -110.4909
Alberta | Lanfine | 150.5 | LFN28 | 28 | 35 | 4300 | 150 | 105 | Vestas | V150-4.3 | 2023 | 51.2787 | -110.4675
Alberta | Lanfine | 150.5 | LFN29 | 29 | 35 | 4300 | 150 | 105 | Vestas | V150-4.3 | 2023 | 51.2797 | -110.4584
Alberta | Lanfine | 150.5 | LFN30 | 30 | 35 | 4300 | 150 | 105 | Vestas | V150-4.3 | 2023 | 51.1772 | -110.5553
Alberta | Lanfine | 150.5 | LFN31 | 31 | 35 | 4300 | 150 | 105 | Vestas | V150-4.3 | 2023 | 51.1766 | -110.5433
Alberta | Lanfine | 150.5 | LFN32 | 32 | 35 | 4300 | 150 | 105 | Vestas | V150-4.3 | 2023 | 51.1737 | -110.5321
Alberta | Lanfine | 150.5 | LFN33 | 33 | 35 | 4300 | 150 | 105 | Vestas | V150-4.3 | 2023 | 51.1916 | -110.5596
Alberta | Lanfine | 150.5 | LFN34 | 34 | 35 | 4300 | 150 | 105 | Vestas | V150-4.3 | 2023 | 51.1855 | -110.5107
Alberta | Lanfine | 150.5 | LFN35 | 35 | 35 | 4300 | 150 | 105 | Vestas | V150-4.3 | 2023 | 51.1929 | -110.4897
Alberta | Lundbreck Wind Farm | 0.6 | LWF1 | 1 | 1 | 600 | 40 | 48 | Enercon | E40-600 | 2001 | 49.5831 | -114.216
Alberta | Macleod Flats | 3 | MAF1 | 1 | 1 | 3000 | 90 | 67 | Vestas | V90-3.0 | 2004 | 49.6867 | -113.4752
Alberta | Magrath | 30 | MAG1 | 1 | 20 | 1500 | 77 | 65 | General Electric | GE 1.5SLE | 2004 | 49.4062 | -112.974
Alberta | Magrath | 30 | MAG2 | 2 | 20 | 1500 | 77 | 65 | General Electric | GE 1.5SLE | 2004 | 49.4037 | -112.973
Alberta | Magrath | 30 | MAG3 | 3 | 20 | 1500 | 77 | 65 | General Electric | GE 1.5SLE | 2004 | 49.4017 | -112.9722
Alberta | Magrath | 30 | MAG4 | 4 | 20 | 1500 | 77 | 65 | General Electric | GE 1.5SLE | 2004 | 49.3998 | -112.9717
Alberta | Magrath | 30 | MAG5 | 5 | 20 | 1500 | 77 | 65 | General Electric | GE 1.5SLE | 2004 | 49.3985 | -112.9693
Alberta | Magrath | 30 | MAG6 | 6 | 20 | 1500 | 77 | 65 | General Electric | GE 1.5SLE | 2004 | 49.3972 | -112.9667
Alberta | Magrath | 30 | MAG7 | 7 | 20 | 1500 | 77 | 65 | General Electric | GE 1.5SLE | 2004 | 49.3971 | -112.9622
Alberta | Magrath | 30 | MAG8 | 8 | 20 | 1500 | 77 | 65 | General Electric | GE 1.5SLE | 2004 | 49.3954 | -112.9601
Alberta | Magrath | 30 | MAG9 | 9 | 20 | 1500 | 77 | 65 | General Electric | GE 1.5SLE | 2004 | 49.394 | -112.9586
Alberta | Magrath | 30 | MAG10 | 10 | 20 | 1500 | 77 | 65 | General Electric | GE 1.5SLE | 2004 | 49.3877 | -112.9511
Alberta | Magrath | 30 | MAG11 | 11 | 20 | 1500 | 77 | 65 | General Electric | GE 1.5SLE | 2004 | 49.386 | -112.949
Alberta | Magrath | 30 | MAG12 | 12 | 20 | 1500 | 77 | 65 | General Electric | GE 1.5SLE | 2004 | 49.3819 | -112.9515
Alberta | Magrath | 30 | MAG13 | 13 | 20 | 1500 | 77 | 65 | General Electric | GE 1.5SLE | 2004 | 49.3803 | -112.9495
Alberta | Magrath | 30 | MAG14 | 14 | 20 | 1500 | 77 | 65 | General Electric | GE 1.5SLE | 2004 | 49.3786 | -112.9476
Alberta | Magrath | 30 | MAG15 | 15 | 20 | 1500 | 77 | 65 | General Electric | GE 1.5SLE | 2004 | 49.377 | -112.9456
Alberta | Magrath | 30 | MAG16 | 16 | 20 | 1500 | 77 | 65 | General Electric | GE 1.5SLE | 2004 | 49.3752 | -112.9435
Alberta | Magrath | 30 | MAG17 | 17 | 20 | 1500 | 77 | 65 | General Electric | GE 1.5SLE | 2004 | 49.374 | -112.9408
Alberta | Magrath | 30 | MAG18 | 18 | 20 | 1500 | 77 | 65 | General Electric | GE 1.5SLE | 2004 | 49.3726 | -112.9387
Alberta | Magrath | 30 | MAG19 | 19 | 20 | 1500 | 77 | 65 | General Electric | GE 1.5SLE | 2004 | 49.3713 | -112.9365
Alberta | Magrath | 30 | MAG20 | 20 | 20 | 1500 | 77 | 65 | General Electric | GE 1.5SLE | 2004 | 49.3694 | -112.9342
Alberta | McBride Lake | 75.24 | MBL1 | 1 | 114 | 660 | 47 | 50 | Vestas | V47-660 | 2003 | 49.6271 | -113.4677
Alberta | McBride Lake | 75.24 | MBL2 | 2 | 114 | 660 | 47 | 50 | Vestas | V47-660 | 2003 | 49.6262 | -113.4664
Alberta | McBride Lake | 75.24 | MBL3 | 3 | 114 | 660 | 47 | 50 | Vestas | V47-660 | 2003 | 49.6252 | -113.4652
Alberta | McBride Lake | 75.24 | MBL4 | 4 | 114 | 660 | 47 | 50 | Vestas | V47-660 | 2003 | 49.6242 | -113.464
Alberta | McBride Lake | 75.24 | MBL5 | 5 | 114 | 660 | 47 | 50 | Vestas | V47-660 | 2003 | 49.6233 | -113.4627
Alberta | McBride Lake | 75.24 | MBL6 | 6 | 114 | 660 | 47 | 50 | Vestas | V47-660 | 2003 | 49.6222 | -113.4615
Alberta | McBride Lake | 75.24 | MBL7 | 7 | 114 | 660 | 47 | 50 | Vestas | V47-660 | 2003 | 49.621 | -113.4605
Alberta | McBride Lake | 75.24 | MBL8 | 8 | 114 | 660 | 47 | 50 | Vestas | V47-660 | 2003 | 49.6271 | -113.4771
Alberta | McBride Lake | 75.24 | MBL9 | 9 | 114 | 660 | 47 | 50 | Vestas | V47-660 | 2003 | 49.6261 | -113.4761
Alberta | McBride Lake | 75.24 | MBL10 | 10 | 114 | 660 | 47 | 50 | Vestas | V47-660 | 2003 | 49.6248 | -113.4749
Alberta | McBride Lake | 75.24 | MBL11 | 11 | 114 | 660 | 47 | 50 | Vestas | V47-660 | 2003 | 49.6234 | -113.4737
Alberta | McBride Lake | 75.24 | MBL12 | 12 | 114 | 660 | 47 | 50 | Vestas | V47-660 | 2003 | 49.6226 | -113.473
Alberta | McBride Lake | 75.24 | MBL13 | 13 | 114 | 660 | 47 | 50 | Vestas | V47-660 | 2003 | 49.6217 | -113.4723
Alberta | McBride Lake | 75.24 | MBL14 | 14 | 114 | 660 | 47 | 50 | Vestas | V47-660 | 2003 | 49.6206 | -113.4714
Alberta | McBride Lake | 75.24 | MBL15 | 15 | 114 | 660 | 47 | 50 | Vestas | V47-660 | 2003 | 49.6196 | -113.4696
Alberta | McBride Lake | 75.24 | MBL16 | 16 | 114 | 660 | 47 | 50 | Vestas | V47-660 | 2003 | 49.6185 | -113.4676
Alberta | McBride Lake | 75.24 | MBL17 | 17 | 114 | 660 | 47 | 50 | Vestas | V47-660 | 2003 | 49.6179 | -113.466
Alberta | McBride Lake | 75.24 | MBL18 | 18 | 114 | 660 | 47 | 50 | Vestas | V47-660 | 2003 | 49.6174 | -113.4643
Alberta | McBride Lake | 75.24 | MBL19 | 19 | 114 | 660 | 47 | 50 | Vestas | V47-660 | 2003 | 49.6249 | -113.484
Alberta | McBride Lake | 75.24 | MBL20 | 20 | 114 | 660 | 47 | 50 | Vestas | V47-660 | 2003 | 49.6242 | -113.4821
Alberta | McBride Lake | 75.24 | MBL21 | 21 | 114 | 660 | 47 | 50 | Vestas | V47-660 | 2003 | 49.6236 | -113.4803
Alberta | McBride Lake | 75.24 | MBL22 | 22 | 114 | 660 | 47 | 50 | Vestas | V47-660 | 2003 | 49.6238 | -113.4967
Alberta | McBride Lake | 75.24 | MBL23 | 23 | 114 | 660 | 47 | 50 | Vestas | V47-660 | 2003 | 49.6229 | -113.4953
Alberta | McBride Lake | 75.24 | MBL24 | 24 | 114 | 660 | 47 | 50 | Vestas | V47-660 | 2003 | 49.6222 | -113.4937
Alberta | McBride Lake | 75.24 | MBL25 | 25 | 114 | 660 | 47 | 50 | Vestas | V47-660 | 2003 | 49.6216 | -113.492
Alberta | McBride Lake | 75.24 | MBL26 | 26 | 114 | 660 | 47 | 50 | Vestas | V47-660 | 2003 | 49.6211 | -113.4903
Alberta | McBride Lake | 75.24 | MBL27 | 27 | 114 | 660 | 47 | 50 | Vestas | V47-660 | 2003 | 49.6204 | -113.4885
Alberta | McBride Lake | 75.24 | MBL28 | 28 | 114 | 660 | 47 | 50 | Vestas | V47-660 | 2003 | 49.6199 | -113.4867
Alberta | McBride Lake | 75.24 | MBL29 | 29 | 114 | 660 | 47 | 50 | Vestas | V47-660 | 2003 | 49.6193 | -113.485
Alberta | McBride Lake | 75.24 | MBL30 | 30 | 114 | 660 | 47 | 50 | Vestas | V47-660 | 2003 | 49.6187 | -113.4833
Alberta | McBride Lake | 75.24 | MBL31 | 31 | 114 | 660 | 47 | 50 | Vestas | V47-660 | 2003 | 49.6181 | -113.4814
Alberta | McBride Lake | 75.24 | MBL32 | 32 | 114 | 660 | 47 | 50 | Vestas | V47-660 | 2003 | 49.6176 | -113.4797
Alberta | McBride Lake | 75.24 | MBL33 | 33 | 114 | 660 | 47 | 50 | Vestas | V47-660 | 2003 | 49.617 | -113.4779
Alberta | McBride Lake | 75.24 | MBL34 | 34 | 114 | 660 | 47 | 50 | Vestas | V47-660 | 2003 | 49.6191 | -113.5016
Alberta | McBride Lake | 75.24 | MBL35 | 35 | 114 | 660 | 47 | 50 | Vestas | V47-660 | 2003 | 49.6182 | -113.5001
Alberta | McBride Lake | 75.24 | MBL36 | 36 | 114 | 660 | 47 | 50 | Vestas | V47-660 | 2003 | 49.6172 | -113.4989
Alberta | McBride Lake | 75.24 | MBL37 | 37 | 114 | 660 | 47 | 50 | Vestas | V47-660 | 2003 | 49.6162 | -113.4976
Alberta | McBride Lake | 75.24 | MBL38 | 38 | 114 | 660 | 47 | 50 | Vestas | V47-660 | 2003 | 49.6154 | -113.4963
Alberta | McBride Lake | 75.24 | MBL39 | 39 | 114 | 660 | 47 | 50 | Vestas | V47-660 | 2003 | 49.6148 | -113.4946
Alberta | McBride Lake | 75.24 | MBL40 | 40 | 114 | 660 | 47 | 50 | Vestas | V47-660 | 2003 | 49.6143 | -113.4929
Alberta | McBride Lake | 75.24 | MBL41 | 41 | 114 | 660 | 47 | 50 | Vestas | V47-660 | 2003 | 49.6137 | -113.4911
Alberta | McBride Lake | 75.24 | MBL42 | 42 | 114 | 660 | 47 | 50 | Vestas | V47-660 | 2003 | 49.6131 | -113.4893
Alberta | McBride Lake | 75.24 | MBL43 | 43 | 114 | 660 | 47 | 50 | Vestas | V47-660 | 2003 | 49.6125 | -113.4875
Alberta | McBride Lake | 75.24 | MBL44 | 44 | 114 | 660 | 47 | 50 | Vestas | V47-660 | 2003 | 49.6119 | -113.4858
Alberta | McBride Lake | 75.24 | MBL45 | 45 | 114 | 660 | 47 | 50 | Vestas | V47-660 | 2003 | 49.6113 | -113.4839
Alberta | McBride Lake | 75.24 | MBL46 | 46 | 114 | 660 | 47 | 50 | Vestas | V47-660 | 2003 | 49.6107 | -113.4821
Alberta | McBride Lake | 75.24 | MBL47 | 47 | 114 | 660 | 47 | 50 | Vestas | V47-660 | 2003 | 49.6107 | -113.5016
Alberta | McBride Lake | 75.24 | MBL48 | 48 | 114 | 660 | 47 | 50 | Vestas | V47-660 | 2003 | 49.61 | -113.4998
Alberta | McBride Lake | 75.24 | MBL49 | 49 | 114 | 660 | 47 | 50 | Vestas | V47-660 | 2003 | 49.6095 | -113.498
Alberta | McBride Lake | 75.24 | MBL50 | 50 | 114 | 660 | 47 | 50 | Vestas | V47-660 | 2003 | 49.6089 | -113.4963
Alberta | McBride Lake | 75.24 | MBL51 | 51 | 114 | 660 | 47 | 50 | Vestas | V47-660 | 2003 | 49.6083 | -113.4945
Alberta | McBride Lake | 75.24 | MBL52 | 52 | 114 | 660 | 47 | 50 | Vestas | V47-660 | 2003 | 49.6077 | -113.4927
Alberta | McBride Lake | 75.24 | MBL53 | 53 | 114 | 660 | 47 | 50 | Vestas | V47-660 | 2003 | 49.6072 | -113.491
Alberta | McBride Lake | 75.24 | MBL54 | 54 | 114 | 660 | 47 | 50 | Vestas | V47-660 | 2003 | 49.6054 | -113.5015
Alberta | McBride Lake | 75.24 | MBL55 | 55 | 114 | 660 | 47 | 50 | Vestas | V47-660 | 2003 | 49.6047 | -113.4998
Alberta | McBride Lake | 75.24 | MBL56 | 56 | 114 | 660 | 47 | 50 | Vestas | V47-660 | 2003 | 49.6043 | -113.498
Alberta | McBride Lake | 75.24 | MBL57 | 57 | 114 | 660 | 47 | 50 | Vestas | V47-660 | 2003 | 49.6037 | -113.4964
Alberta | McBride Lake | 75.24 | MBL58 | 58 | 114 | 660 | 47 | 50 | Vestas | V47-660 | 2003 | 49.6032 | -113.4945
Alberta | McBride Lake | 75.24 | MBL59 | 59 | 114 | 660 | 47 | 50 | Vestas | V47-660 | 2003 | 49.6026 | -113.4928
Alberta | McBride Lake | 75.24 | MBL60 | 60 | 114 | 660 | 47 | 50 | Vestas | V47-660 | 2003 | 49.6019 | -113.491
Alberta | McBride Lake | 75.24 | MBL61 | 61 | 114 | 660 | 47 | 50 | Vestas | V47-660 | 2003 | 49.6028 | -113.5108
Alberta | McBride Lake | 75.24 | MBL62 | 62 | 114 | 660 | 47 | 50 | Vestas | V47-660 | 2003 | 49.602 | -113.5084
Alberta | McBride Lake | 75.24 | MBL63 | 63 | 114 | 660 | 47 | 50 | Vestas | V47-660 | 2003 | 49.6013 | -113.5062
Alberta | McBride Lake | 75.24 | MBL64 | 64 | 114 | 660 | 47 | 50 | Vestas | V47-660 | 2003 | 49.6005 | -113.5038
Alberta | McBride Lake | 75.24 | MBL65 | 65 | 114 | 660 | 47 | 50 | Vestas | V47-660 | 2003 | 49.5997 | -113.5015
Alberta | McBride Lake | 75.24 | MBL66 | 66 | 114 | 660 | 47 | 50 | Vestas | V47-660 | 2003 | 49.5992 | -113.4998
Alberta | McBride Lake | 75.24 | MBL67 | 67 | 114 | 660 | 47 | 50 | Vestas | V47-660 | 2003 | 49.5985 | -113.4981
Alberta | McBride Lake | 75.24 | MBL68 | 68 | 114 | 660 | 47 | 50 | Vestas | V47-660 | 2003 | 49.598 | -113.4963
Alberta | McBride Lake | 75.24 | MBL69 | 69 | 114 | 660 | 47 | 50 | Vestas | V47-660 | 2003 | 49.5975 | -113.4945
Alberta | McBride Lake | 75.24 | MBL70 | 70 | 114 | 660 | 47 | 50 | Vestas | V47-660 | 2003 | 49.5967 | -113.4921
Alberta | McBride Lake | 75.24 | MBL71 | 71 | 114 | 660 | 47 | 50 | Vestas | V47-660 | 2003 | 49.5958 | -113.4899
Alberta | McBride Lake | 75.24 | MBL72 | 72 | 114 | 660 | 47 | 50 | Vestas | V47-660 | 2003 | 49.5952 | -113.4875
Alberta | McBride Lake | 75.24 | MBL73 | 73 | 114 | 660 | 47 | 50 | Vestas | V47-660 | 2003 | 49.5941 | -113.4737
Alberta | McBride Lake | 75.24 | MBL74 | 74 | 114 | 660 | 47 | 50 | Vestas | V47-660 | 2003 | 49.5934 | -113.472
Alberta | McBride Lake | 75.24 | MBL75 | 75 | 114 | 660 | 47 | 50 | Vestas | V47-660 | 2003 | 49.5927 | -113.4706
Alberta | McBride Lake | 75.24 | MBL76 | 76 | 114 | 660 | 47 | 50 | Vestas | V47-660 | 2003 | 49.592 | -113.469
Alberta | McBride Lake | 75.24 | MBL77 | 77 | 114 | 660 | 47 | 50 | Vestas | V47-660 | 2003 | 49.5911 | -113.4674
Alberta | McBride Lake | 75.24 | MBL78 | 78 | 114 | 660 | 47 | 50 | Vestas | V47-660 | 2003 | 49.5903 | -113.4659
Alberta | McBride Lake | 75.24 | MBL79 | 79 | 114 | 660 | 47 | 50 | Vestas | V47-660 | 2003 | 49.5896 | -113.4641
Alberta | McBride Lake | 75.24 | MBL80 | 80 | 114 | 660 | 47 | 50 | Vestas | V47-660 | 2003 | 49.5889 | -113.4628
Alberta | McBride Lake | 75.24 | MBL81 | 81 | 114 | 660 | 47 | 50 | Vestas | V47-660 | 2003 | 49.5881 | -113.4611
Alberta | McBride Lake | 75.24 | MBL82 | 82 | 114 | 660 | 47 | 50 | Vestas | V47-660 | 2003 | 49.5872 | -113.4595
Alberta | McBride Lake | 75.24 | MBL83 | 83 | 114 | 660 | 47 | 50 | Vestas | V47-660 | 2003 | 49.5865 | -113.458
Alberta | McBride Lake | 75.24 | MBL84 | 84 | 114 | 660 | 47 | 50 | Vestas | V47-660 | 2003 | 49.5895 | -113.4853
Alberta | McBride Lake | 75.24 | MBL85 | 85 | 114 | 660 | 47 | 50 | Vestas | V47-660 | 2003 | 49.5888 | -113.4835
Alberta | McBride Lake | 75.24 | MBL86 | 86 | 114 | 660 | 47 | 50 | Vestas | V47-660 | 2003 | 49.5881 | -113.4818
Alberta | McBride Lake | 75.24 | MBL87 | 87 | 114 | 660 | 47 | 50 | Vestas | V47-660 | 2003 | 49.5875 | -113.4802
Alberta | McBride Lake | 75.24 | MBL88 | 88 | 114 | 660 | 47 | 50 | Vestas | V47-660 | 2003 | 49.5867 | -113.4786
Alberta | McBride Lake | 75.24 | MBL89 | 89 | 114 | 660 | 47 | 50 | Vestas | V47-660 | 2003 | 49.5861 | -113.477
Alberta | McBride Lake | 75.24 | MBL90 | 90 | 114 | 660 | 47 | 50 | Vestas | V47-660 | 2003 | 49.5854 | -113.4753
Alberta | McBride Lake | 75.24 | MBL91 | 91 | 114 | 660 | 47 | 50 | Vestas | V47-660 | 2003 | 49.5846 | -113.4736
Alberta | McBride Lake | 75.24 | MBL92 | 92 | 114 | 660 | 47 | 50 | Vestas | V47-660 | 2003 | 49.584 | -113.4719
Alberta | McBride Lake | 75.24 | MBL93 | 93 | 114 | 660 | 47 | 50 | Vestas | V47-660 | 2003 | 49.5833 | -113.4704
Alberta | McBride Lake | 75.24 | MBL94 | 94 | 114 | 660 | 47 | 50 | Vestas | V47-660 | 2003 | 49.5826 | -113.4687
Alberta | McBride Lake | 75.24 | MBL95 | 95 | 114 | 660 | 47 | 50 | Vestas | V47-660 | 2003 | 49.5818 | -113.4671
Alberta | McBride Lake | 75.24 | MBL96 | 96 | 114 | 660 | 47 | 50 | Vestas | V47-660 | 2003 | 49.5809 | -113.4656
Alberta | McBride Lake | 75.24 | MBL97 | 97 | 114 | 660 | 47 | 50 | Vestas | V47-660 | 2003 | 49.5801 | -113.464
Alberta | McBride Lake | 75.24 | MBL98 | 98 | 114 | 660 | 47 | 50 | Vestas | V47-660 | 2003 | 49.5794 | -113.4626
Alberta | McBride Lake | 75.24 | MBL99 | 99 | 114 | 660 | 47 | 50 | Vestas | V47-660 | 2003 | 49.5786 | -113.461
Alberta | McBride Lake | 75.24 | MBL100 | 100 | 114 | 660 | 47 | 50 | Vestas | V47-660 | 2003 | 49.5778 | -113.4594
Alberta | McBride Lake | 75.24 | MBL101 | 101 | 114 | 660 | 47 | 50 | Vestas | V47-660 | 2003 | 49.577 | -113.4579
Alberta | McBride Lake | 75.24 | MBL102 | 102 | 114 | 660 | 47 | 50 | Vestas | V47-660 | 2003 | 49.5911 | -113.5178
Alberta | McBride Lake | 75.24 | MBL103 | 103 | 114 | 660 | 47 | 50 | Vestas | V47-660 | 2003 | 49.5903 | -113.5161
Alberta | McBride Lake | 75.24 | MBL104 | 104 | 114 | 660 | 47 | 50 | Vestas | V47-660 | 2003 | 49.5898 | -113.5146
Alberta | McBride Lake | 75.24 | MBL105 | 105 | 114 | 660 | 47 | 50 | Vestas | V47-660 | 2003 | 49.5889 | -113.5127
Alberta | McBride Lake | 75.24 | MBL106 | 106 | 114 | 660 | 47 | 50 | Vestas | V47-660 | 2003 | 49.5883 | -113.5111
Alberta | McBride Lake | 75.24 | MBL107 | 107 | 114 | 660 | 47 | 50 | Vestas | V47-660 | 2003 | 49.5875 | -113.5096
Alberta | McBride Lake | 75.24 | MBL108 | 108 | 114 | 660 | 47 | 50 | Vestas | V47-660 | 2003 | 49.5869 | -113.5078
Alberta | McBride Lake | 75.24 | MBL109 | 109 | 114 | 660 | 47 | 50 | Vestas | V47-660 | 2003 | 49.5862 | -113.5063
Alberta | McBride Lake | 75.24 | MBL110 | 110 | 114 | 660 | 47 | 50 | Vestas | V47-660 | 2003 | 49.5854 | -113.5046
Alberta | McBride Lake | 75.24 | MBL111 | 111 | 114 | 660 | 47 | 50 | Vestas | V47-660 | 2003 | 49.5847 | -113.5029
Alberta | McBride Lake | 75.24 | MBL112 | 112 | 114 | 660 | 47 | 50 | Vestas | V47-660 | 2003 | 49.584 | -113.5012
Alberta | McBride Lake | 75.24 | MBL113 | 113 | 114 | 660 | 47 | 50 | Vestas | V47-660 | 2003 | 49.5834 | -113.4997
Alberta | McBride Lake | 75.24 | MBL114 | 114 | 114 | 660 | 47 | 50 | Vestas | V47-660 | 2003 | 49.5826 | -113.498
Alberta | McBride Lake East | 0.6 | MBE1 | 1 | 1 | 660 | 47 | 50 | Vestas | V47-660 | 2001 | 49.5829 | -113.451
Alberta | Oldman River | 49.6 | OMR1 | 1 | 22 | 1800 | 80 | 60 | Vestas | V80-1.8 | 2007 | 49.5658 | -113.8276
Alberta | Oldman River | 49.6 | OMR2 | 2 | 22 | 1800 | 80 | 60 | Vestas | V80-1.8 | 2007 | 49.5623 | -113.8271
Alberta | Oldman River | 49.6 | OMR3 | 3 | 22 | 2300 | 101 | 80 | Siemens | SWT 2.3-101 | 2014 | 49.5891 | -113.8569
Alberta | Oldman River | 49.6 | OMR4 | 4 | 22 | 2300 | 101 | 80 | Siemens | SWT 2.3-101 | 2014 | 49.5866 | -113.8611
Alberta | Oldman River | 49.6 | OMR5 | 5 | 22 | 2300 | 101 | 80 | Siemens | SWT 2.3-101 | 2014 | 49.5834 | -113.8609
Alberta | Oldman River | 49.6 | OMR6 | 6 | 22 | 2300 | 101 | 80 | Siemens | SWT 2.3-101 | 2014 | 49.5858 | -113.8514
Alberta | Oldman River | 49.6 | OMR7 | 7 | 22 | 2300 | 101 | 80 | Siemens | SWT 2.3-101 | 2014 | 49.584 | -113.8504
Alberta | Oldman River | 49.6 | OMR8 | 8 | 22 | 2300 | 101 | 80 | Siemens | SWT 2.3-101 | 2014 | 49.5839 | -113.8426
Alberta | Oldman River | 49.6 | OMR9 | 9 | 22 | 2300 | 101 | 80 | Siemens | SWT 2.3-101 | 2014 | 49.5866 | -113.8337
Alberta | Oldman River | 49.6 | OMR10 | 10 | 22 | 2300 | 101 | 80 | Siemens | SWT 2.3-101 | 2014 | 49.5838 | -113.835
Alberta | Oldman River | 49.6 | OMR11 | 11 | 22 | 2300 | 101 | 80 | Siemens | SWT 2.3-101 | 2014 | 49.5794 | -113.8668
Alberta | Oldman River | 49.6 | OMR12 | 12 | 22 | 2300 | 101 | 80 | Siemens | SWT 2.3-101 | 2014 | 49.5772 | -113.8701
Alberta | Oldman River | 49.6 | OMR13 | 13 | 22 | 2300 | 101 | 80 | Siemens | SWT 2.3-101 | 2014 | 49.5749 | -113.8726
Alberta | Oldman River | 49.6 | OMR14 | 14 | 22 | 2300 | 101 | 80 | Siemens | SWT 2.3-101 | 2014 | 49.5726 | -113.8716
Alberta | Oldman River | 49.6 | OMR15 | 15 | 22 | 2300 | 101 | 80 | Siemens | SWT 2.3-101 | 2014 | 49.5684 | -113.861
Alberta | Oldman River | 49.6 | OMR16 | 16 | 22 | 2300 | 101 | 80 | Siemens | SWT 2.3-101 | 2014 | 49.5662 | -113.8605
Alberta | Oldman River | 49.6 | OMR17 | 17 | 22 | 2300 | 101 | 80 | Siemens | SWT 2.3-101 | 2014 | 49.5644 | -113.8585
Alberta | Oldman River | 49.6 | OMR18 | 18 | 22 | 2300 | 101 | 80 | Siemens | SWT 2.3-101 | 2014 | 49.5629 | -113.8526
Alberta | Oldman River | 49.6 | OMR19 | 19 | 22 | 2300 | 101 | 80 | Siemens | SWT 2.3-101 | 2014 | 49.5663 | -113.8512
Alberta | Oldman River | 49.6 | OMR20 | 20 | 22 | 2300 | 101 | 80 | Siemens | SWT 2.3-101 | 2014 | 49.5685 | -113.8507
Alberta | Oldman River | 49.6 | OMR21 | 21 | 22 | 2300 | 101 | 80 | Siemens | SWT 2.3-101 | 2014 | 49.5707 | -113.8518
Alberta | Oldman River | 49.6 | OMR22 | 22 | 22 | 2300 | 101 | 80 | Siemens | SWT 2.3-101 | 2014 | 49.5734 | -113.8518
Alberta | Optimist Wind Energy | 0.9 | OWE1 | 1 | 2 | 150 | 23.8 | 30 | Bonus | B30-150 | 1993 | 49.5254 | -114.0548
Alberta | Optimist Wind Energy | 0.9 | OWE2 | 2 | 2 | 750 | 51.5 | 75 | Lagerwey | LW750-52 | 2004 | 49.5313 | -113.9109
Alberta | PaintEarth | 190 | PTE1 | 1 | 38 | 5000 | 145 | 95.5 | Siemens-Gamesa | SG 5.0-145 | 2024 | 52.1534 | -112.2164
Alberta | PaintEarth | 190 | PTE2 | 2 | 38 | 5000 | 145 | 95.5 | Siemens-Gamesa | SG 5.0-145 | 2024 | 52.1607 | -112.2139
Alberta | PaintEarth | 190 | PTE3 | 3 | 38 | 5000 | 145 | 95.5 | Siemens-Gamesa | SG 5.0-145 | 2024 | 52.1688 | -112.2025
Alberta | PaintEarth | 190 | PTE4 | 4 | 38 | 5000 | 145 | 95.5 | Siemens-Gamesa | SG 5.0-145 | 2024 | 52.1706 | -112.1976
Alberta | PaintEarth | 190 | PTE5 | 5 | 38 | 5000 | 145 | 95.5 | Siemens-Gamesa | SG 5.0-145 | 2024 | 52.1766 | -112.1208
Alberta | PaintEarth | 190 | PTE6 | 6 | 38 | 5000 | 145 | 95.5 | Siemens-Gamesa | SG 5.0-145 | 2024 | 52.1801 | -112.1136
Alberta | PaintEarth | 190 | PTE7 | 7 | 38 | 5000 | 145 | 95.5 | Siemens-Gamesa | SG 5.0-145 | 2024 | 52.1886 | -112.1108
Alberta | PaintEarth | 190 | PTE8 | 8 | 38 | 5000 | 145 | 95.5 | Siemens-Gamesa | SG 5.0-145 | 2024 | 52.1898 | -112.1018
Alberta | PaintEarth | 190 | PTE9 | 9 | 38 | 5000 | 145 | 95.5 | Siemens-Gamesa | SG 5.0-145 | 2024 | 52.1952 | -112.0688
Alberta | PaintEarth | 190 | PTE10 | 10 | 38 | 5000 | 145 | 95.5 | Siemens-Gamesa | SG 5.0-145 | 2024 | 52.1915 | -112.0729
Alberta | PaintEarth | 190 | PTE11 | 11 | 38 | 5000 | 145 | 95.5 | Siemens-Gamesa | SG 5.0-145 | 2024 | 52.1832 | -112.0728
Alberta | PaintEarth | 190 | PTE12 | 12 | 38 | 5000 | 145 | 95.5 | Siemens-Gamesa | SG 5.0-145 | 2024 | 52.1763 | -112.073
Alberta | PaintEarth | 190 | PTE13 | 13 | 38 | 5000 | 145 | 95.5 | Siemens-Gamesa | SG 5.0-145 | 2024 | 52.1736 | -112.0461
Alberta | PaintEarth | 190 | PTE14 | 14 | 38 | 5000 | 145 | 95.5 | Siemens-Gamesa | SG 5.0-145 | 2024 | 52.1746 | -112.0386
Alberta | PaintEarth | 190 | PTE15 | 15 | 38 | 5000 | 145 | 95.5 | Siemens-Gamesa | SG 5.0-145 | 2024 | 52.1637 | -112.1033
Alberta | PaintEarth | 190 | PTE16 | 16 | 38 | 5000 | 145 | 95.5 | Siemens-Gamesa | SG 5.0-145 | 2024 | 52.1552 | -112.0947
Alberta | PaintEarth | 190 | PTE17 | 17 | 38 | 5000 | 145 | 95.5 | Siemens-Gamesa | SG 5.0-145 | 2024 | 52.157 | -112.0866
Alberta | PaintEarth | 190 | PTE18 | 18 | 38 | 5000 | 145 | 95.5 | Siemens-Gamesa | SG 5.0-145 | 2024 | 52.1686 | -112.0784
Alberta | PaintEarth | 190 | PTE19 | 19 | 38 | 5000 | 145 | 95.5 | Siemens-Gamesa | SG 5.0-145 | 2024 | 52.1466 | -112.0818
Alberta | PaintEarth | 190 | PTE20 | 20 | 38 | 5000 | 145 | 95.5 | Siemens-Gamesa | SG 5.0-145 | 2024 | 52.1707 | -112.0546
Alberta | PaintEarth | 190 | PTE21 | 21 | 38 | 5000 | 145 | 95.5 | Siemens-Gamesa | SG 5.0-145 | 2024 | 52.1678 | -112.0593
Alberta | PaintEarth | 190 | PTE22 | 22 | 38 | 5000 | 145 | 95.5 | Siemens-Gamesa | SG 5.0-145 | 2024 | 52.1628 | -112.0568
Alberta | PaintEarth | 190 | PTE23 | 23 | 38 | 5000 | 145 | 95.5 | Siemens-Gamesa | SG 5.0-145 | 2024 | 52.1581 | -112.0621
Alberta | PaintEarth | 190 | PTE24 | 24 | 38 | 5000 | 145 | 95.5 | Siemens-Gamesa | SG 5.0-145 | 2024 | 52.1362 | -112.0665
Alberta | PaintEarth | 190 | PTE25 | 25 | 38 | 5000 | 145 | 95.5 | Siemens-Gamesa | SG 5.0-145 | 2024 | 52.1365 | -112.0581
Alberta | PaintEarth | 190 | PTE26 | 26 | 38 | 5000 | 145 | 95.5 | Siemens-Gamesa | SG 5.0-145 | 2024 | 52.1377 | -112.0496
Alberta | PaintEarth | 190 | PTE27 | 27 | 38 | 5000 | 145 | 95.5 | Siemens-Gamesa | SG 5.0-145 | 2024 | 52.1689 | -112.0153
Alberta | PaintEarth | 190 | PTE28 | 28 | 38 | 5000 | 145 | 95.5 | Siemens-Gamesa | SG 5.0-145 | 2024 | 52.1639 | -112.0183
Alberta | PaintEarth | 190 | PTE29 | 29 | 38 | 5000 | 145 | 95.5 | Siemens-Gamesa | SG 5.0-145 | 2024 | 52.1608 | -112.0207
Alberta | PaintEarth | 190 | PTE30 | 30 | 38 | 5000 | 145 | 95.5 | Siemens-Gamesa | SG 5.0-145 | 2024 | 52.1566 | -112.033
Alberta | PaintEarth | 190 | PTE31 | 31 | 38 | 5000 | 145 | 95.5 | Siemens-Gamesa | SG 5.0-145 | 2024 | 52.1526 | -112.0351
Alberta | PaintEarth | 190 | PTE32 | 32 | 38 | 5000 | 145 | 95.5 | Siemens-Gamesa | SG 5.0-145 | 2024 | 52.1511 | -112.0439
Alberta | PaintEarth | 190 | PTE33 | 33 | 38 | 5000 | 145 | 95.5 | Siemens-Gamesa | SG 5.0-145 | 2024 | 52.1529 | -112.0079
Alberta | PaintEarth | 190 | PTE34 | 34 | 38 | 5000 | 145 | 95.5 | Siemens-Gamesa | SG 5.0-145 | 2024 | 52.1448 | -112.0108
Alberta | PaintEarth | 190 | PTE35 | 35 | 38 | 5000 | 145 | 95.5 | Siemens-Gamesa | SG 5.0-145 | 2024 | 52.135 | -112.0304
Alberta | PaintEarth | 190 | PTE36 | 36 | 38 | 5000 | 145 | 95.5 | Siemens-Gamesa | SG 5.0-145 | 2024 | 52.1292 | -112.0323
Alberta | PaintEarth | 190 | PTE37 | 37 | 38 | 5000 | 145 | 95.5 | Siemens-Gamesa | SG 5.0-145 | 2024 | 52.1233 | -112.0307
Alberta | PaintEarth | 190 | PTE38 | 38 | 38 | 5000 | 145 | 95.5 | Siemens-Gamesa | SG 5.0-145 | 2024 | 52.1217 | -112.0377
Alberta | Rattlesnake Ridge Wind Project | 130 | RRW1 | 1 | 26 | 5000 | 145 | 102.5 | Siemens-Gamesa | SG 5.0-145 | 2022 | 49.8488 | -111.0371
Alberta | Rattlesnake Ridge Wind Project | 130 | RRW2 | 2 | 26 | 5000 | 145 | 102.5 | Siemens-Gamesa | SG 5.0-145 | 2022 | 49.8531 | -111.0348
Alberta | Rattlesnake Ridge Wind Project | 130 | RRW3 | 3 | 26 | 5000 | 145 | 102.5 | Siemens-Gamesa | SG 5.0-145 | 2022 | 49.8596 | -111.0406
Alberta | Rattlesnake Ridge Wind Project | 130 | RRW4 | 4 | 26 | 5000 | 145 | 102.5 | Siemens-Gamesa | SG 5.0-145 | 2022 | 49.8621 | -111.0496
Alberta | Rattlesnake Ridge Wind Project | 130 | RRW5 | 5 | 26 | 5000 | 145 | 102.5 | Siemens-Gamesa | SG 5.0-145 | 2022 | 49.8647 | -111.0349
Alberta | Rattlesnake Ridge Wind Project | 130 | RRW6 | 6 | 26 | 5000 | 145 | 102.5 | Siemens-Gamesa | SG 5.0-145 | 2022 | 49.8692 | -111.0351
Alberta | Rattlesnake Ridge Wind Project | 130 | RRW7 | 7 | 26 | 5000 | 145 | 102.5 | Siemens-Gamesa | SG 5.0-145 | 2022 | 49.8967 | -111.0764
Alberta | Rattlesnake Ridge Wind Project | 130 | RRW8 | 8 | 26 | 5000 | 145 | 102.5 | Siemens-Gamesa | SG 5.0-145 | 2022 | 49.9042 | -111.0411
Alberta | Rattlesnake Ridge Wind Project | 130 | RRW9 | 9 | 26 | 5000 | 145 | 102.5 | Siemens-Gamesa | SG 5.0-145 | 2022 | 49.9081 | -111.0222
Alberta | Rattlesnake Ridge Wind Project | 130 | RRW10 | 10 | 26 | 5000 | 145 | 102.5 | Siemens-Gamesa | SG 5.0-145 | 2022 | 49.9149 | -111.0247
Alberta | Rattlesnake Ridge Wind Project | 130 | RRW11 | 11 | 26 | 5000 | 145 | 102.5 | Siemens-Gamesa | SG 5.0-145 | 2022 | 49.9081 | -111.0539
Alberta | Rattlesnake Ridge Wind Project | 130 | RRW12 | 12 | 26 | 5000 | 145 | 102.5 | Siemens-Gamesa | SG 5.0-145 | 2022 | 49.9071 | -111.0767
Alberta | Rattlesnake Ridge Wind Project | 130 | RRW13 | 13 | 26 | 5000 | 145 | 102.5 | Siemens-Gamesa | SG 5.0-145 | 2022 | 49.9102 | -111.0644
Alberta | Rattlesnake Ridge Wind Project | 130 | RRW14 | 14 | 26 | 5000 | 145 | 102.5 | Siemens-Gamesa | SG 5.0-145 | 2022 | 49.9135 | -111.0477
Alberta | Rattlesnake Ridge Wind Project | 130 | RRW15 | 15 | 26 | 5000 | 145 | 102.5 | Siemens-Gamesa | SG 5.0-145 | 2022 | 49.9144 | -111.0767
Alberta | Rattlesnake Ridge Wind Project | 130 | RRW16 | 16 | 26 | 5000 | 145 | 102.5 | Siemens-Gamesa | SG 5.0-145 | 2022 | 49.9205 | -111.0426
Alberta | Rattlesnake Ridge Wind Project | 130 | RRW17 | 17 | 26 | 5000 | 145 | 102.5 | Siemens-Gamesa | SG 5.0-145 | 2022 | 49.911 | -111.09
Alberta | Rattlesnake Ridge Wind Project | 130 | RRW18 | 18 | 26 | 5000 | 145 | 102.5 | Siemens-Gamesa | SG 5.0-145 | 2022 | 49.9148 | -111.0985
Alberta | Rattlesnake Ridge Wind Project | 130 | RRW19 | 19 | 26 | 5000 | 145 | 102.5 | Siemens-Gamesa | SG 5.0-145 | 2022 | 49.921 | -111.081
Alberta | Rattlesnake Ridge Wind Project | 130 | RRW20 | 20 | 26 | 5000 | 145 | 102.5 | Siemens-Gamesa | SG 5.0-145 | 2022 | 49.9231 | -111.092
Alberta | Rattlesnake Ridge Wind Project | 130 | RRW21 | 21 | 26 | 5000 | 145 | 102.5 | Siemens-Gamesa | SG 5.0-145 | 2022 | 49.9041 | -111.1221
Alberta | Rattlesnake Ridge Wind Project | 130 | RRW22 | 22 | 26 | 5000 | 145 | 102.5 | Siemens-Gamesa | SG 5.0-145 | 2022 | 49.9183 | -111.1384
Alberta | Rattlesnake Ridge Wind Project | 130 | RRW23 | 23 | 26 | 5000 | 145 | 102.5 | Siemens-Gamesa | SG 5.0-145 | 2022 | 49.9248 | -111.1333
Alberta | Rattlesnake Ridge Wind Project | 130 | RRW24 | 24 | 26 | 5000 | 145 | 102.5 | Siemens-Gamesa | SG 5.0-145 | 2022 | 49.9209 | -111.1484
Alberta | Rattlesnake Ridge Wind Project | 130 | RRW25 | 25 | 26 | 5000 | 145 | 102.5 | Siemens-Gamesa | SG 5.0-145 | 2022 | 49.9254 | -111.1448
Alberta | Rattlesnake Ridge Wind Project | 130 | RRW26 | 26 | 26 | 5000 | 145 | 102.5 | Siemens-Gamesa | SG 5.0-145 | 2022 | 49.9293 | -111.1333
Alberta | Reidco | 0.8 | RDC1 | 1 | 1 | 800 | 48 | 50 | Enercon | E48-800 | 2009 | 49.5312 | -114.0538
Alberta | Riverview Wind Power Plant | 105 | RVV1 | 1 | 25 | 4200 | 136 | 82 | Vestas | V136-4.2 | 2020 | 49.5263 | -113.9289
Alberta | Riverview Wind Power Plant | 105 | RVV2 | 2 | 25 | 4200 | 136 | 82 | Vestas | V136-4.2 | 2020 | 49.5362 | -113.927
Alberta | Riverview Wind Power Plant | 105 | RVV3 | 3 | 25 | 4200 | 136 | 82 | Vestas | V136-4.2 | 2020 | 49.5399 | -113.9237
Alberta | Riverview Wind Power Plant | 105 | RVV4 | 4 | 25 | 4200 | 136 | 82 | Vestas | V136-4.2 | 2020 | 49.5425 | -113.9252
Alberta | Riverview Wind Power Plant | 105 | RVV5 | 5 | 25 | 4200 | 136 | 82 | Vestas | V136-4.2 | 2020 | 49.5448 | -113.9275
Alberta | Riverview Wind Power Plant | 105 | RVV6 | 6 | 25 | 4200 | 136 | 82 | Vestas | V136-4.2 | 2020 | 49.5478 | -113.9278
Alberta | Riverview Wind Power Plant | 105 | RVV7 | 7 | 25 | 4200 | 136 | 82 | Vestas | V136-4.2 | 2020 | 49.5508 | -113.9279
Alberta | Riverview Wind Power Plant | 105 | RVV8 | 8 | 25 | 4200 | 136 | 82 | Vestas | V136-4.2 | 2020 | 49.5551 | -113.9151
Alberta | Riverview Wind Power Plant | 105 | RVV9 | 9 | 25 | 4200 | 136 | 82 | Vestas | V136-4.2 | 2020 | 49.5487 | -113.9166
Alberta | Riverview Wind Power Plant | 105 | RVV10 | 10 | 25 | 4200 | 136 | 82 | Vestas | V136-4.2 | 2020 | 49.5461 | -113.9151
Alberta | Riverview Wind Power Plant | 105 | RVV11 | 11 | 25 | 4200 | 136 | 82 | Vestas | V136-4.2 | 2020 | 49.5435 | -113.9138
Alberta | Riverview Wind Power Plant | 105 | RVV12 | 12 | 25 | 4200 | 136 | 82 | Vestas | V136-4.2 | 2020 | 49.5408 | -113.9125
Alberta | Riverview Wind Power Plant | 105 | RVV13 | 13 | 25 | 4200 | 136 | 82 | Vestas | V136-4.2 | 2020 | 49.5366 | -113.9056
Alberta | Riverview Wind Power Plant | 105 | RVV14 | 14 | 25 | 4200 | 136 | 82 | Vestas | V136-4.2 | 2020 | 49.5303 | -113.906
Alberta | Riverview Wind Power Plant | 105 | RVV15 | 15 | 25 | 4200 | 136 | 82 | Vestas | V136-4.2 | 2020 | 49.5344 | -113.8971
Alberta | Riverview Wind Power Plant | 105 | RVV16 | 16 | 25 | 4200 | 136 | 82 | Vestas | V136-4.2 | 2020 | 49.5373 | -113.8973
Alberta | Riverview Wind Power Plant | 105 | RVV17 | 17 | 25 | 4200 | 136 | 82 | Vestas | V136-4.2 | 2020 | 49.5411 | -113.9001
Alberta | Riverview Wind Power Plant | 105 | RVV18 | 18 | 25 | 4200 | 136 | 82 | Vestas | V136-4.2 | 2020 | 49.5437 | -113.9012
Alberta | Riverview Wind Power Plant | 105 | RVV19 | 19 | 25 | 4200 | 136 | 82 | Vestas | V136-4.2 | 2020 | 49.5462 | -113.9028
Alberta | Riverview Wind Power Plant | 105 | RVV20 | 20 | 25 | 4200 | 136 | 82 | Vestas | V136-4.2 | 2020 | 49.5488 | -113.9041
Alberta | Riverview Wind Power Plant | 105 | RVV21 | 21 | 25 | 4200 | 136 | 82 | Vestas | V136-4.2 | 2020 | 49.5452 | -113.8895
Alberta | Riverview Wind Power Plant | 105 | RVV22 | 22 | 25 | 4200 | 136 | 82 | Vestas | V136-4.2 | 2020 | 49.5407 | -113.8875
Alberta | Riverview Wind Power Plant | 105 | RVV23 | 23 | 25 | 4200 | 136 | 82 | Vestas | V136-4.2 | 2020 | 49.5373 | -113.8864
Alberta | Riverview Wind Power Plant | 105 | RVV24 | 24 | 25 | 4200 | 136 | 82 | Vestas | V136-4.2 | 2020 | 49.5346 | -113.885
Alberta | Riverview Wind Power Plant | 105 | RVV25 | 25 | 25 | 4200 | 136 | 82 | Vestas | V136-4.2 | 2020 | 49.5581 | -113.9144
Alberta | Sharp Hills | 297.1 | SHP1 | 1 | 67 | 4500 | 150 | 105 | Vestas | V150-4.5 | 2024 | 51.8608 | -110.6646 | V150-4.5 turbines (45) and V150-4.3 turbines (22), no information of which turbines are which model
Alberta | Sharp Hills | 297.1 | SHP2 | 2 | 67 | 4500 | 150 | 105 | Vestas | V150-4.5 | 2024 | 51.8611 | -110.6567 | V150-4.5 turbines (45) and V150-4.3 turbines (22), no information of which turbines are which model
Alberta | Sharp Hills | 297.1 | SHP3 | 3 | 67 | 4500 | 150 | 105 | Vestas | V150-4.5 | 2024 | 51.8624 | -110.6492 | V150-4.5 turbines (45) and V150-4.3 turbines (22), no information of which turbines are which model
Alberta | Sharp Hills | 297.1 | SHP4 | 4 | 67 | 4500 | 150 | 105 | Vestas | V150-4.5 | 2024 | 51.8662 | -110.6329 | V150-4.5 turbines (45) and V150-4.3 turbines (22), no information of which turbines are which model
Alberta | Sharp Hills | 297.1 | SHP5 | 5 | 67 | 4500 | 150 | 105 | Vestas | V150-4.5 | 2024 | 51.8685 | -110.6225 | V150-4.5 turbines (45) and V150-4.3 turbines (22), no information of which turbines are which model
Alberta | Sharp Hills | 297.1 | SHP6 | 6 | 67 | 4500 | 150 | 105 | Vestas | V150-4.5 | 2024 | 51.8699 | -110.612 | V150-4.5 turbines (45) and V150-4.3 turbines (22), no information of which turbines are which model
Alberta | Sharp Hills | 297.1 | SHP7 | 7 | 67 | 4500 | 150 | 105 | Vestas | V150-4.5 | 2024 | 51.839 | -110.6766 | V150-4.5 turbines (45) and V150-4.3 turbines (22), no information of which turbines are which model
Alberta | Sharp Hills | 297.1 | SHP8 | 8 | 67 | 4500 | 150 | 105 | Vestas | V150-4.5 | 2024 | 51.8273 | -110.688 | V150-4.5 turbines (45) and V150-4.3 turbines (22), no information of which turbines are which model
Alberta | Sharp Hills | 297.1 | SHP9 | 9 | 67 | 4500 | 150 | 105 | Vestas | V150-4.5 | 2024 | 51.8287 | -110.6794 | V150-4.5 turbines (45) and V150-4.3 turbines (22), no information of which turbines are which model
Alberta | Sharp Hills | 297.1 | SHP10 | 10 | 67 | 4500 | 150 | 105 | Vestas | V150-4.5 | 2024 | 51.83 | -110.6702 | V150-4.5 turbines (45) and V150-4.3 turbines (22), no information of which turbines are which model
Alberta | Sharp Hills | 297.1 | SHP11 | 11 | 67 | 4500 | 150 | 105 | Vestas | V150-4.5 | 2024 | 51.8316 | -110.6603 | V150-4.5 turbines (45) and V150-4.3 turbines (22), no information of which turbines are which model
Alberta | Sharp Hills | 297.1 | SHP12 | 12 | 67 | 4500 | 150 | 105 | Vestas | V150-4.5 | 2024 | 51.8336 | -110.6489 | V150-4.5 turbines (45) and V150-4.3 turbines (22), no information of which turbines are which model
Alberta | Sharp Hills | 297.1 | SHP13 | 13 | 67 | 4500 | 150 | 105 | Vestas | V150-4.5 | 2024 | 51.8342 | -110.6402 | V150-4.5 turbines (45) and V150-4.3 turbines (22), no information of which turbines are which model
Alberta | Sharp Hills | 297.1 | SHP14 | 14 | 67 | 4500 | 150 | 105 | Vestas | V150-4.5 | 2024 | 51.8357 | -110.6297 | V150-4.5 turbines (45) and V150-4.3 turbines (22), no information of which turbines are which model
Alberta | Sharp Hills | 297.1 | SHP15 | 15 | 67 | 4500 | 150 | 105 | Vestas | V150-4.5 | 2024 | 51.8371 | -110.6226 | V150-4.5 turbines (45) and V150-4.3 turbines (22), no information of which turbines are which model
Alberta | Sharp Hills | 297.1 | SHP16 | 16 | 67 | 4500 | 150 | 105 | Vestas | V150-4.5 | 2024 | 51.8396 | -110.6132 | V150-4.5 turbines (45) and V150-4.3 turbines (22), no information of which turbines are which model
Alberta | Sharp Hills | 297.1 | SHP17 | 17 | 67 | 4500 | 150 | 105 | Vestas | V150-4.5 | 2024 | 51.818 | -110.673 | V150-4.5 turbines (45) and V150-4.3 turbines (22), no information of which turbines are which model
Alberta | Sharp Hills | 297.1 | SHP18 | 18 | 67 | 4500 | 150 | 105 | Vestas | V150-4.5 | 2024 | 51.8206 | -110.6602 | V150-4.5 turbines (45) and V150-4.3 turbines (22), no information of which turbines are which model
Alberta | Sharp Hills | 297.1 | SHP19 | 19 | 67 | 4500 | 150 | 105 | Vestas | V150-4.5 | 2024 | 51.8032 | -110.6882 | V150-4.5 turbines (45) and V150-4.3 turbines (22), no information of which turbines are which model
Alberta | Sharp Hills | 297.1 | SHP20 | 20 | 67 | 4500 | 150 | 105 | Vestas | V150-4.5 | 2024 | 51.8048 | -110.681 | V150-4.5 turbines (45) and V150-4.3 turbines (22), no information of which turbines are which model
Alberta | Sharp Hills | 297.1 | SHP21 | 21 | 67 | 4500 | 150 | 105 | Vestas | V150-4.5 | 2024 | 51.8064 | -110.6737 | V150-4.5 turbines (45) and V150-4.3 turbines (22), no information of which turbines are which model
Alberta | Sharp Hills | 297.1 | SHP22 | 22 | 67 | 4500 | 150 | 105 | Vestas | V150-4.5 | 2024 | 51.8195 | -110.6409 | V150-4.5 turbines (45) and V150-4.3 turbines (22), no information of which turbines are which model
Alberta | Sharp Hills | 297.1 | SHP23 | 23 | 67 | 4500 | 150 | 105 | Vestas | V150-4.5 | 2024 | 51.825 | -110.6057 | V150-4.5 turbines (45) and V150-4.3 turbines (22), no information of which turbines are which model
Alberta | Sharp Hills | 297.1 | SHP24 | 24 | 67 | 4500 | 150 | 105 | Vestas | V150-4.5 | 2024 | 51.8263 | -110.5983 | V150-4.5 turbines (45) and V150-4.3 turbines (22), no information of which turbines are which model
Alberta | Sharp Hills | 297.1 | SHP25 | 25 | 67 | 4500 | 150 | 105 | Vestas | V150-4.5 | 2024 | 51.789 | -110.646 | V150-4.5 turbines (45) and V150-4.3 turbines (22), no information of which turbines are which model
Alberta | Sharp Hills | 297.1 | SHP26 | 26 | 67 | 4500 | 150 | 105 | Vestas | V150-4.5 | 2024 | 51.7958 | -110.6354 | V150-4.5 turbines (45) and V150-4.3 turbines (22), no information of which turbines are which model
Alberta | Sharp Hills | 297.1 | SHP27 | 27 | 67 | 4500 | 150 | 105 | Vestas | V150-4.5 | 2024 | 51.798 | -110.629 | V150-4.5 turbines (45) and V150-4.3 turbines (22), no information of which turbines are which model
Alberta | Sharp Hills | 297.1 | SHP28 | 28 | 67 | 4500 | 150 | 105 | Vestas | V150-4.5 | 2024 | 51.8001 | -110.6221 | V150-4.5 turbines (45) and V150-4.3 turbines (22), no information of which turbines are which model
Alberta | Sharp Hills | 297.1 | SHP29 | 29 | 67 | 4500 | 150 | 105 | Vestas | V150-4.5 | 2024 | 51.8079 | -110.624 | V150-4.5 turbines (45) and V150-4.3 turbines (22), no information of which turbines are which model
Alberta | Sharp Hills | 297.1 | SHP30 | 30 | 67 | 4500 | 150 | 105 | Vestas | V150-4.5 | 2024 | 51.7745 | -110.7105 | V150-4.5 turbines (45) and V150-4.3 turbines (22), no information of which turbines are which model
Alberta | Sharp Hills | 297.1 | SHP31 | 31 | 67 | 4500 | 150 | 105 | Vestas | V150-4.5 | 2024 | 51.7762 | -110.7006 | V150-4.5 turbines (45) and V150-4.3 turbines (22), no information of which turbines are which model
Alberta | Sharp Hills | 297.1 | SHP32 | 32 | 67 | 4500 | 150 | 105 | Vestas | V150-4.5 | 2024 | 51.7782 | -110.6917 | V150-4.5 turbines (45) and V150-4.3 turbines (22), no information of which turbines are which model
Alberta | Sharp Hills | 297.1 | SHP33 | 33 | 67 | 4500 | 150 | 105 | Vestas | V150-4.5 | 2024 | 51.7304 | -110.7341 | V150-4.5 turbines (45) and V150-4.3 turbines (22), no information of which turbines are which model
Alberta | Sharp Hills | 297.1 | SHP34 | 34 | 67 | 4500 | 150 | 105 | Vestas | V150-4.5 | 2024 | 51.7488 | -110.6881 | V150-4.5 turbines (45) and V150-4.3 turbines (22), no information of which turbines are which model
Alberta | Sharp Hills | 297.1 | SHP35 | 35 | 67 | 4500 | 150 | 105 | Vestas | V150-4.5 | 2024 | 51.7533 | -110.6755 | V150-4.5 turbines (45) and V150-4.3 turbines (22), no information of which turbines are which model
Alberta | Sharp Hills | 297.1 | SHP36 | 36 | 67 | 4500 | 150 | 105 | Vestas | V150-4.5 | 2024 | 51.7561 | -110.6626 | V150-4.5 turbines (45) and V150-4.3 turbines (22), no information of which turbines are which model
Alberta | Sharp Hills | 297.1 | SHP37 | 37 | 67 | 4500 | 150 | 105 | Vestas | V150-4.5 | 2024 | 51.7225 | -110.7033 | V150-4.5 turbines (45) and V150-4.3 turbines (22), no information of which turbines are which model
Alberta | Sharp Hills | 297.1 | SHP38 | 38 | 67 | 4500 | 150 | 105 | Vestas | V150-4.5 | 2024 | 51.7273 | -110.6829 | V150-4.5 turbines (45) and V150-4.3 turbines (22), no information of which turbines are which model
Alberta | Sharp Hills | 297.1 | SHP39 | 39 | 67 | 4500 | 150 | 105 | Vestas | V150-4.5 | 2024 | 51.7299 | -110.6725 | V150-4.5 turbines (45) and V150-4.3 turbines (22), no information of which turbines are which model
Alberta | Sharp Hills | 297.1 | SHP40 | 40 | 67 | 4500 | 150 | 105 | Vestas | V150-4.5 | 2024 | 51.6952 | -110.7267 | V150-4.5 turbines (45) and V150-4.3 turbines (22), no information of which turbines are which model
Alberta | Sharp Hills | 297.1 | SHP41 | 41 | 67 | 4500 | 150 | 105 | Vestas | V150-4.5 | 2024 | 51.6987 | -110.7155 | V150-4.5 turbines (45) and V150-4.3 turbines (22), no information of which turbines are which model
Alberta | Sharp Hills | 297.1 | SHP42 | 42 | 67 | 4500 | 150 | 105 | Vestas | V150-4.5 | 2024 | 51.7037 | -110.688 | V150-4.5 turbines (45) and V150-4.3 turbines (22), no information of which turbines are which model
Alberta | Sharp Hills | 297.1 | SHP43 | 43 | 67 | 4500 | 150 | 105 | Vestas | V150-4.5 | 2024 | 51.7057 | -110.6807 | V150-4.5 turbines (45) and V150-4.3 turbines (22), no information of which turbines are which model
Alberta | Sharp Hills | 297.1 | SHP44 | 44 | 67 | 4500 | 150 | 105 | Vestas | V150-4.5 | 2024 | 51.7084 | -110.6728 | V150-4.5 turbines (45) and V150-4.3 turbines (22), no information of which turbines are which model
Alberta | Sharp Hills | 297.1 | SHP45 | 45 | 67 | 4500 | 150 | 105 | Vestas | V150-4.5 | 2024 | 51.7128 | -110.6513 | V150-4.5 turbines (45) and V150-4.3 turbines (22), no information of which turbines are which model
Alberta | Sharp Hills | 297.1 | SHP46 | 46 | 67 | 4300 | 150 | 105 | Vestas | V150-4.3 | 2024 | 51.7154 | -110.6368 | V150-4.5 turbines (45) and V150-4.3 turbines (22), no information of which turbines are which model
Alberta | Sharp Hills | 297.1 | SHP47 | 47 | 67 | 4300 | 150 | 105 | Vestas | V150-4.3 | 2024 | 51.7174 | -110.629 | V150-4.5 turbines (45) and V150-4.3 turbines (22), no information of which turbines are which model
Alberta | Sharp Hills | 297.1 | SHP48 | 48 | 67 | 4300 | 150 | 105 | Vestas | V150-4.3 | 2024 | 51.6769 | -110.5435 | V150-4.5 turbines (45) and V150-4.3 turbines (22), no information of which turbines are which model
Alberta | Sharp Hills | 297.1 | SHP49 | 49 | 67 | 4300 | 150 | 105 | Vestas | V150-4.3 | 2024 | 51.6792 | -110.5353 | V150-4.5 turbines (45) and V150-4.3 turbines (22), no information of which turbines are which model
Alberta | Sharp Hills | 297.1 | SHP50 | 50 | 67 | 4300 | 150 | 105 | Vestas | V150-4.3 | 2024 | 51.6803 | -110.5279 | V150-4.5 turbines (45) and V150-4.3 turbines (22), no information of which turbines are which model
Alberta | Sharp Hills | 297.1 | SHP51 | 51 | 67 | 4300 | 150 | 105 | Vestas | V150-4.3 | 2024 | 51.6799 | -110.4924 | V150-4.5 turbines (45) and V150-4.3 turbines (22), no information of which turbines are which model
Alberta | Sharp Hills | 297.1 | SHP52 | 52 | 67 | 4300 | 150 | 105 | Vestas | V150-4.3 | 2024 | 51.6575 | -110.5313 | V150-4.5 turbines (45) and V150-4.3 turbines (22), no information of which turbines are which model
Alberta | Sharp Hills | 297.1 | SHP53 | 53 | 67 | 4300 | 150 | 105 | Vestas | V150-4.3 | 2024 | 51.6595 | -110.5173 | V150-4.5 turbines (45) and V150-4.3 turbines (22), no information of which turbines are which model
Alberta | Sharp Hills | 297.1 | SHP54 | 54 | 67 | 4300 | 150 | 105 | Vestas | V150-4.3 | 2024 | 51.6609 | -110.5082 | V150-4.5 turbines (45) and V150-4.3 turbines (22), no information of which turbines are which model
Alberta | Sharp Hills | 297.1 | SHP55 | 55 | 67 | 4300 | 150 | 105 | Vestas | V150-4.3 | 2024 | 51.6643 | -110.4975 | V150-4.5 turbines (45) and V150-4.3 turbines (22), no information of which turbines are which model
Alberta | Sharp Hills | 297.1 | SHP56 | 56 | 67 | 4300 | 150 | 105 | Vestas | V150-4.3 | 2024 | 51.6682 | -110.488 | V150-4.5 turbines (45) and V150-4.3 turbines (22), no information of which turbines are which model
Alberta | Sharp Hills | 297.1 | SHP57 | 57 | 67 | 4300 | 150 | 105 | Vestas | V150-4.3 | 2024 | 51.6441 | -110.5151 | V150-4.5 turbines (45) and V150-4.3 turbines (22), no information of which turbines are which model
Alberta | Sharp Hills | 297.1 | SHP58 | 58 | 67 | 4300 | 150 | 105 | Vestas | V150-4.3 | 2024 | 51.6461 | -110.5067 | V150-4.5 turbines (45) and V150-4.3 turbines (22), no information of which turbines are which model
Alberta | Sharp Hills | 297.1 | SHP59 | 59 | 67 | 4300 | 150 | 105 | Vestas | V150-4.3 | 2024 | 51.648 | -110.4978 | V150-4.5 turbines (45) and V150-4.3 turbines (22), no information of which turbines are which model
Alberta | Sharp Hills | 297.1 | SHP60 | 60 | 67 | 4300 | 150 | 105 | Vestas | V150-4.3 | 2024 | 51.7298 | -110.5294 | V150-4.5 turbines (45) and V150-4.3 turbines (22), no information of which turbines are which model
Alberta | Sharp Hills | 297.1 | SHP61 | 61 | 67 | 4300 | 150 | 105 | Vestas | V150-4.3 | 2024 | 51.7346 | -110.5143 | V150-4.5 turbines (45) and V150-4.3 turbines (22), no information of which turbines are which model
Alberta | Sharp Hills | 297.1 | SHP62 | 62 | 67 | 4300 | 150 | 105 | Vestas | V150-4.3 | 2024 | 51.7379 | -110.5046 | V150-4.5 turbines (45) and V150-4.3 turbines (22), no information of which turbines are which model
Alberta | Sharp Hills | 297.1 | SHP63 | 63 | 67 | 4300 | 150 | 105 | Vestas | V150-4.3 | 2024 | 51.7569 | -110.4947 | V150-4.5 turbines (45) and V150-4.3 turbines (22), no information of which turbines are which model
Alberta | Sharp Hills | 297.1 | SHP64 | 64 | 67 | 4300 | 150 | 105 | Vestas | V150-4.3 | 2024 | 51.7377 | -110.6297 | V150-4.5 turbines (45) and V150-4.3 turbines (22), no information of which turbines are which model
Alberta | Sharp Hills | 297.1 | SHP65 | 65 | 67 | 4300 | 150 | 105 | Vestas | V150-4.3 | 2024 | 51.7385 | -110.6225 | V150-4.5 turbines (45) and V150-4.3 turbines (22), no information of which turbines are which model
Alberta | Sharp Hills | 297.1 | SHP66 | 66 | 67 | 4300 | 150 | 105 | Vestas | V150-4.3 | 2024 | 51.745 | -110.5043 | V150-4.5 turbines (45) and V150-4.3 turbines (22), no information of which turbines are which model
Alberta | Sharp Hills | 297.1 | SHP67 | 67 | 67 | 4300 | 150 | 105 | Vestas | V150-4.3 | 2024 | 51.8212 | -110.6326 | V150-4.5 turbines (45) and V150-4.3 turbines (22), no information of which turbines are which model
Alberta | Sinnott Wind Farm | 6.5 | SWF1 | 1 | 5 | 1300 | 60 | 46 | Nordex | N60-1.3 | 2001 | 49.5454 | -113.9704
Alberta | Sinnott Wind Farm | 6.5 | SWF2 | 2 | 5 | 1300 | 60 | 46 | Nordex | N60-1.3 | 2001 | 49.535 | -113.955
Alberta | Sinnott Wind Farm | 6.5 | SWF3 | 3 | 5 | 1300 | 60 | 46 | Nordex | N60-1.3 | 2001 | 49.5322 | -113.9775
Alberta | Sinnott Wind Farm | 6.5 | SWF4 | 4 | 5 | 1300 | 60 | 46 | Nordex | N60-1.3 | 2001 | 49.532 | -114.0023
Alberta | Sinnott Wind Farm | 6.5 | SWF5 | 5 | 5 | 1300 | 60 | 46 | Nordex | N60-1.3 | 2001 | 49.5452 | -113.9978
Alberta | Soderglen | 70.5 | SOD1 | 1 | 47 | 1500 | 77 | 65 | General Electric | GE 1.5SLE | 2006 | 49.5383 | -113.5171
Alberta | Soderglen | 70.5 | SOD2 | 2 | 47 | 1500 | 77 | 65 | General Electric | GE 1.5SLE | 2006 | 49.5364 | -113.5189
Alberta | Soderglen | 70.5 | SOD3 | 3 | 47 | 1500 | 77 | 65 | General Electric | GE 1.5SLE | 2006 | 49.535 | -113.52
Alberta | Soderglen | 70.5 | SOD4 | 4 | 47 | 1500 | 77 | 65 | General Electric | GE 1.5SLE | 2006 | 49.5334 | -113.5214
Alberta | Soderglen | 70.5 | SOD5 | 5 | 47 | 1500 | 77 | 65 | General Electric | GE 1.5SLE | 2006 | 49.5319 | -113.5229
Alberta | Soderglen | 70.5 | SOD6 | 6 | 47 | 1500 | 77 | 65 | General Electric | GE 1.5SLE | 2006 | 49.5313 | -113.5069
Alberta | Soderglen | 70.5 | SOD7 | 7 | 47 | 1500 | 77 | 65 | General Electric | GE 1.5SLE | 2006 | 49.53 | -113.5089
Alberta | Soderglen | 70.5 | SOD8 | 8 | 47 | 1500 | 77 | 65 | General Electric | GE 1.5SLE | 2006 | 49.5282 | -113.5107
Alberta | Soderglen | 70.5 | SOD9 | 9 | 47 | 1500 | 77 | 65 | General Electric | GE 1.5SLE | 2006 | 49.5268 | -113.5122
Alberta | Soderglen | 70.5 | SOD10 | 10 | 47 | 1500 | 77 | 65 | General Electric | GE 1.5SLE | 2006 | 49.533 | -113.4872
Alberta | Soderglen | 70.5 | SOD11 | 11 | 47 | 1500 | 77 | 65 | General Electric | GE 1.5SLE | 2006 | 49.5323 | -113.4849
Alberta | Soderglen | 70.5 | SOD12 | 12 | 47 | 1500 | 77 | 65 | General Electric | GE 1.5SLE | 2006 | 49.5305 | -113.4859
Alberta | Soderglen | 70.5 | SOD13 | 13 | 47 | 1500 | 77 | 65 | General Electric | GE 1.5SLE | 2006 | 49.5297 | -113.4869
Alberta | Soderglen | 70.5 | SOD14 | 14 | 47 | 1500 | 77 | 65 | General Electric | GE 1.5SLE | 2006 | 49.5286 | -113.4876
Alberta | Soderglen | 70.5 | SOD15 | 15 | 47 | 1500 | 77 | 65 | General Electric | GE 1.5SLE | 2006 | 49.5264 | -113.488
Alberta | Soderglen | 70.5 | SOD16 | 16 | 47 | 1500 | 77 | 65 | General Electric | GE 1.5SLE | 2006 | 49.5245 | -113.4898
Alberta | Soderglen | 70.5 | SOD17 | 17 | 47 | 1500 | 77 | 65 | General Electric | GE 1.5SLE | 2006 | 49.5213 | -113.4855
Alberta | Soderglen | 70.5 | SOD18 | 18 | 47 | 1500 | 77 | 65 | General Electric | GE 1.5SLE | 2006 | 49.5202 | -113.4863
Alberta | Soderglen | 70.5 | SOD19 | 19 | 47 | 1500 | 77 | 65 | General Electric | GE 1.5SLE | 2006 | 49.5185 | -113.4875
Alberta | Soderglen | 70.5 | SOD20 | 20 | 47 | 1500 | 77 | 65 | General Electric | GE 1.5SLE | 2006 | 49.5165 | -113.4886
Alberta | Soderglen | 70.5 | SOD21 | 21 | 47 | 1500 | 77 | 65 | General Electric | GE 1.5SLE | 2006 | 49.5147 | -113.4897
Alberta | Soderglen | 70.5 | SOD22 | 22 | 47 | 1500 | 77 | 65 | General Electric | GE 1.5SLE | 2006 | 49.5132 | -113.4922
Alberta | Soderglen | 70.5 | SOD23 | 23 | 47 | 1500 | 77 | 65 | General Electric | GE 1.5SLE | 2006 | 49.5116 | -113.4944
Alberta | Soderglen | 70.5 | SOD24 | 24 | 47 | 1500 | 77 | 65 | General Electric | GE 1.5SLE | 2006 | 49.5102 | -113.4935
Alberta | Soderglen | 70.5 | SOD25 | 25 | 47 | 1500 | 77 | 65 | General Electric | GE 1.5SLE | 2006 | 49.5013 | -113.5009
Alberta | Soderglen | 70.5 | SOD26 | 26 | 47 | 1500 | 77 | 65 | General Electric | GE 1.5SLE | 2006 | 49.4996 | -113.5014
Alberta | Soderglen | 70.5 | SOD27 | 27 | 47 | 1500 | 77 | 65 | General Electric | GE 1.5SLE | 2006 | 49.4981 | -113.5022
Alberta | Soderglen | 70.5 | SOD28 | 28 | 47 | 1500 | 77 | 65 | General Electric | GE 1.5SLE | 2006 | 49.4965 | -113.5027
Alberta | Soderglen | 70.5 | SOD29 | 29 | 47 | 1500 | 77 | 65 | General Electric | GE 1.5SLE | 2006 | 49.5047 | -113.5235
Alberta | Soderglen | 70.5 | SOD30 | 30 | 47 | 1500 | 77 | 65 | General Electric | GE 1.5SLE | 2006 | 49.5025 | -113.5231
Alberta | Soderglen | 70.5 | SOD31 | 31 | 47 | 1500 | 77 | 65 | General Electric | GE 1.5SLE | 2006 | 49.5024 | -113.5211
Alberta | Soderglen | 70.5 | SOD32 | 32 | 47 | 1500 | 77 | 65 | General Electric | GE 1.5SLE | 2006 | 49.5008 | -113.5181
Alberta | Soderglen | 70.5 | SOD33 | 33 | 47 | 1500 | 77 | 65 | General Electric | GE 1.5SLE | 2006 | 49.4999 | -113.5165
Alberta | Soderglen | 70.5 | SOD34 | 34 | 47 | 1500 | 77 | 65 | General Electric | GE 1.5SLE | 2006 | 49.499 | -113.5146
Alberta | Soderglen | 70.5 | SOD35 | 35 | 47 | 1500 | 77 | 65 | General Electric | GE 1.5SLE | 2006 | 49.4977 | -113.5135
Alberta | Soderglen | 70.5 | SOD36 | 36 | 47 | 1500 | 77 | 65 | General Electric | GE 1.5SLE | 2006 | 49.4967 | -113.513
Alberta | Soderglen | 70.5 | SOD37 | 37 | 47 | 1500 | 77 | 65 | General Electric | GE 1.5SLE | 2006 | 49.4954 | -113.5126
Alberta | Soderglen | 70.5 | SOD38 | 38 | 47 | 1500 | 77 | 65 | General Electric | GE 1.5SLE | 2006 | 49.4941 | -113.5119
Alberta | Soderglen | 70.5 | SOD39 | 39 | 47 | 1500 | 77 | 65 | General Electric | GE 1.5SLE | 2006 | 49.4926 | -113.5116
Alberta | Soderglen | 70.5 | SOD40 | 40 | 47 | 1500 | 77 | 65 | General Electric | GE 1.5SLE | 2006 | 49.4914 | -113.5105
Alberta | Soderglen | 70.5 | SOD41 | 41 | 47 | 1500 | 77 | 65 | General Electric | GE 1.5SLE | 2006 | 49.4902 | -113.5091
Alberta | Soderglen | 70.5 | SOD42 | 42 | 47 | 1500 | 77 | 65 | General Electric | GE 1.5SLE | 2006 | 49.489 | -113.5083
Alberta | Soderglen | 70.5 | SOD43 | 43 | 47 | 1500 | 77 | 65 | General Electric | GE 1.5SLE | 2006 | 49.4878 | -113.5077
Alberta | Soderglen | 70.5 | SOD44 | 44 | 47 | 1500 | 77 | 65 | General Electric | GE 1.5SLE | 2006 | 49.4918 | -113.5233
Alberta | Soderglen | 70.5 | SOD45 | 45 | 47 | 1500 | 77 | 65 | General Electric | GE 1.5SLE | 2006 | 49.4907 | -113.5221
Alberta | Soderglen | 70.5 | SOD46 | 46 | 47 | 1500 | 77 | 65 | General Electric | GE 1.5SLE | 2006 | 49.4885 | -113.5219
Alberta | Soderglen | 70.5 | SOD47 | 47 | 47 | 1500 | 77 | 65 | General Electric | GE 1.5SLE | 2006 | 49.4881 | -113.5199
Alberta | Stirling | 113 | STL1 | 1 | 23 | 5000 | 145 | 95.5 | Siemens-Gamesa | SG 5.0-145 | 2023 | 49.5872 | -112.4172
Alberta | Stirling | 113 | STL2 | 2 | 23 | 5000 | 145 | 95.5 | Siemens-Gamesa | SG 5.0-145 | 2023 | 49.5839 | -112.4167
Alberta | Stirling | 113 | STL3 | 3 | 23 | 5000 | 145 | 95.5 | Siemens-Gamesa | SG 5.0-145 | 2023 | 49.5792 | -112.4168
Alberta | Stirling | 113 | STL4 | 4 | 23 | 5000 | 145 | 95.5 | Siemens-Gamesa | SG 5.0-145 | 2023 | 49.5713 | -112.4153
Alberta | Stirling | 113 | STL5 | 5 | 23 | 5000 | 145 | 95.5 | Siemens-Gamesa | SG 5.0-145 | 2023 | 49.5646 | -112.4154
Alberta | Stirling | 113 | STL6 | 6 | 23 | 5000 | 145 | 95.5 | Siemens-Gamesa | SG 5.0-145 | 2023 | 49.561 | -112.4176
Alberta | Stirling | 113 | STL7 | 7 | 23 | 5000 | 145 | 95.5 | Siemens-Gamesa | SG 5.0-145 | 2023 | 49.6164 | -112.3613
Alberta | Stirling | 113 | STL8 | 8 | 23 | 5000 | 145 | 95.5 | Siemens-Gamesa | SG 5.0-145 | 2023 | 49.6124 | -112.3614
Alberta | Stirling | 113 | STL9 | 9 | 23 | 5000 | 145 | 95.5 | Siemens-Gamesa | SG 5.0-145 | 2023 | 49.6087 | -112.3609
Alberta | Stirling | 113 | STL10 | 10 | 23 | 5000 | 145 | 95.5 | Siemens-Gamesa | SG 5.0-145 | 2023 | 49.602 | -112.3574
Alberta | Stirling | 113 | STL11 | 11 | 23 | 5000 | 145 | 95.5 | Siemens-Gamesa | SG 5.0-145 | 2023 | 49.5978 | -112.3626
Alberta | Stirling | 113 | STL12 | 12 | 23 | 5000 | 145 | 95.5 | Siemens-Gamesa | SG 5.0-145 | 2023 | 49.5949 | -112.357
Alberta | Stirling | 113 | STL13 | 13 | 23 | 5000 | 145 | 95.5 | Siemens-Gamesa | SG 5.0-145 | 2023 | 49.5886 | -112.3615
Alberta | Stirling | 113 | STL14 | 14 | 23 | 5000 | 145 | 95.5 | Siemens-Gamesa | SG 5.0-145 | 2023 | 49.5836 | -112.3626
Alberta | Stirling | 113 | STL15 | 15 | 23 | 5000 | 145 | 95.5 | Siemens-Gamesa | SG 5.0-145 | 2023 | 49.579 | -112.3605
Alberta | Stirling | 113 | STL16 | 16 | 23 | 5000 | 145 | 95.5 | Siemens-Gamesa | SG 5.0-145 | 2023 | 49.5735 | -112.3574
Alberta | Stirling | 113 | STL17 | 17 | 23 | 5000 | 145 | 95.5 | Siemens-Gamesa | SG 5.0-145 | 2023 | 49.5616 | -112.3457
Alberta | Stirling | 113 | STL18 | 18 | 23 | 5000 | 145 | 95.5 | Siemens-Gamesa | SG 5.0-145 | 2023 | 49.5585 | -112.3402
Alberta | Stirling | 113 | STL19 | 19 | 23 | 5000 | 145 | 95.5 | Siemens-Gamesa | SG 5.0-145 | 2023 | 49.5544 | -112.3351
Alberta | Stirling | 113 | STL20 | 20 | 23 | 5000 | 145 | 95.5 | Siemens-Gamesa | SG 5.0-145 | 2023 | 49.5518 | -112.3276
Alberta | Stirling | 113 | STL21 | 21 | 23 | 5000 | 145 | 95.5 | Siemens-Gamesa | SG 5.0-145 | 2023 | 49.5491 | -112.3148
Alberta | Stirling | 113 | STL22 | 22 | 23 | 5000 | 145 | 95.5 | Siemens-Gamesa | SG 5.0-145 | 2023 | 49.5466 | -112.3107
Alberta | Stirling | 113 | STL23 | 23 | 23 | 5000 | 145 | 95.5 | Siemens-Gamesa | SG 5.0-145 | 2023 | 49.5419 | -112.3111
Alberta | Summerview | 136.2 | SVW1 | 1 | 61 | 1800 | 80 | 65 | Vestas | V80-1.8 | 2002 | 49.5828 | -113.7913
Alberta | Summerview | 136.2 | SVW2 | 2 | 61 | 1800 | 80 | 65 | Vestas | V80-1.8 | 2004 | 49.5975 | -113.8061
Alberta | Summerview | 136.2 | SVW3 | 3 | 61 | 1800 | 80 | 65 | Vestas | V80-1.8 | 2004 | 49.5953 | -113.8049
Alberta | Summerview | 136.2 | SVW4 | 4 | 61 | 1800 | 80 | 65 | Vestas | V80-1.8 | 2004 | 49.593 | -113.8031
Alberta | Summerview | 136.2 | SVW5 | 5 | 61 | 1800 | 80 | 65 | Vestas | V80-1.8 | 2004 | 49.5906 | -113.801
Alberta | Summerview | 136.2 | SVW6 | 6 | 61 | 1800 | 80 | 65 | Vestas | V80-1.8 | 2004 | 49.5882 | -113.7995
Alberta | Summerview | 136.2 | SVW7 | 7 | 61 | 1800 | 80 | 65 | Vestas | V80-1.8 | 2004 | 49.5861 | -113.7977
Alberta | Summerview | 136.2 | SVW8 | 8 | 61 | 1800 | 80 | 65 | Vestas | V80-1.8 | 2004 | 49.6249 | -113.8061
Alberta | Summerview | 136.2 | SVW9 | 9 | 61 | 1800 | 80 | 65 | Vestas | V80-1.8 | 2004 | 49.6228 | -113.8041
Alberta | Summerview | 136.2 | SVW10 | 10 | 61 | 1800 | 80 | 65 | Vestas | V80-1.8 | 2004 | 49.6207 | -113.8024
Alberta | Summerview | 136.2 | SVW11 | 11 | 61 | 1800 | 80 | 65 | Vestas | V80-1.8 | 2004 | 49.6188 | -113.8008
Alberta | Summerview | 136.2 | SVW12 | 12 | 61 | 1800 | 80 | 65 | Vestas | V80-1.8 | 2004 | 49.6168 | -113.7995
Alberta | Summerview | 136.2 | SVW13 | 13 | 61 | 1800 | 80 | 65 | Vestas | V80-1.8 | 2004 | 49.6149 | -113.7978
Alberta | Summerview | 136.2 | SVW14 | 14 | 61 | 1800 | 80 | 65 | Vestas | V80-1.8 | 2004 | 49.6035 | -113.7895
Alberta | Summerview | 136.2 | SVW15 | 15 | 61 | 1800 | 80 | 65 | Vestas | V80-1.8 | 2004 | 49.6014 | -113.7878
Alberta | Summerview | 136.2 | SVW16 | 16 | 61 | 1800 | 80 | 65 | Vestas | V80-1.8 | 2004 | 49.5992 | -113.7851
Alberta | Summerview | 136.2 | SVW17 | 17 | 61 | 1800 | 80 | 65 | Vestas | V80-1.8 | 2004 | 49.5972 | -113.783
Alberta | Summerview | 136.2 | SVW18 | 18 | 61 | 1800 | 80 | 65 | Vestas | V80-1.8 | 2004 | 49.5952 | -113.7806
Alberta | Summerview | 136.2 | SVW19 | 19 | 61 | 1800 | 80 | 65 | Vestas | V80-1.8 | 2004 | 49.5931 | -113.7784
Alberta | Summerview | 136.2 | SVW20 | 20 | 61 | 1800 | 80 | 65 | Vestas | V80-1.8 | 2004 | 49.591 | -113.7762
Alberta | Summerview | 136.2 | SVW21 | 21 | 61 | 1800 | 80 | 65 | Vestas | V80-1.8 | 2004 | 49.6383 | -113.8057
Alberta | Summerview | 136.2 | SVW22 | 22 | 61 | 1800 | 80 | 65 | Vestas | V80-1.8 | 2004 | 49.636 | -113.8041
Alberta | Summerview | 136.2 | SVW23 | 23 | 61 | 1800 | 80 | 65 | Vestas | V80-1.8 | 2004 | 49.6335 | -113.8024
Alberta | Summerview | 136.2 | SVW24 | 24 | 61 | 1800 | 80 | 65 | Vestas | V80-1.8 | 2004 | 49.6312 | -113.8007
Alberta | Summerview | 136.2 | SVW25 | 25 | 61 | 1800 | 80 | 65 | Vestas | V80-1.8 | 2004 | 49.6287 | -113.7991
Alberta | Summerview | 136.2 | SVW26 | 26 | 61 | 1800 | 80 | 65 | Vestas | V80-1.8 | 2004 | 49.6263 | -113.7973
Alberta | Summerview | 136.2 | SVW27 | 27 | 61 | 1800 | 80 | 65 | Vestas | V80-1.8 | 2004 | 49.6251 | -113.7924
Alberta | Summerview | 136.2 | SVW28 | 28 | 61 | 1800 | 80 | 65 | Vestas | V80-1.8 | 2004 | 49.6229 | -113.7903
Alberta | Summerview | 136.2 | SVW29 | 29 | 61 | 1800 | 80 | 65 | Vestas | V80-1.8 | 2004 | 49.6209 | -113.7882
Alberta | Summerview | 136.2 | SVW30 | 30 | 61 | 1800 | 80 | 65 | Vestas | V80-1.8 | 2004 | 49.6187 | -113.7859
Alberta | Summerview | 136.2 | SVW31 | 31 | 61 | 1800 | 80 | 65 | Vestas | V80-1.8 | 2004 | 49.6166 | -113.7838
Alberta | Summerview | 136.2 | SVW32 | 32 | 61 | 1800 | 80 | 65 | Vestas | V80-1.8 | 2004 | 49.6145 | -113.7816
Alberta | Summerview | 136.2 | SVW33 | 33 | 61 | 1800 | 80 | 65 | Vestas | V80-1.8 | 2004 | 49.6123 | -113.7793
Alberta | Summerview | 136.2 | SVW34 | 34 | 61 | 1800 | 80 | 65 | Vestas | V80-1.8 | 2004 | 49.608 | -113.7784
Alberta | Summerview | 136.2 | SVW35 | 35 | 61 | 1800 | 80 | 65 | Vestas | V80-1.8 | 2004 | 49.6058 | -113.7762
Alberta | Summerview | 136.2 | SVW36 | 36 | 61 | 1800 | 80 | 65 | Vestas | V80-1.8 | 2004 | 49.6036 | -113.774
Alberta | Summerview | 136.2 | SVW37 | 37 | 61 | 1800 | 80 | 65 | Vestas | V80-1.8 | 2004 | 49.6015 | -113.7706
Alberta | Summerview | 136.2 | SVW38 | 38 | 61 | 1800 | 80 | 65 | Vestas | V80-1.8 | 2004 | 49.5995 | -113.7683
Alberta | Summerview | 136.2 | SVW39 | 39 | 61 | 1800 | 80 | 65 | Vestas | V80-1.8 | 2004 | 49.5974 | -113.766
Alberta | Summerview | 136.2 | SVW40 | 40 | 61 | 3000 | 90 | 80 | Vestas | V90-3.0 | 2010 | 49.6393 | -113.7882 | Battery Energy Storage System - 10 MW/20 MWh TESLA Lithium Ion Battery
Alberta | Summerview | 136.2 | SVW41 | 41 | 61 | 3000 | 90 | 80 | Vestas | V90-3.0 | 2010 | 49.6371 | -113.786 | Battery Energy Storage System - 10 MW/20 MWh TESLA Lithium Ion Battery
Alberta | Summerview | 136.2 | SVW42 | 42 | 61 | 3000 | 90 | 80 | Vestas | V90-3.0 | 2010 | 49.6352 | -113.7839 | Battery Energy Storage System - 10 MW/20 MWh TESLA Lithium Ion Battery
Alberta | Summerview | 136.2 | SVW43 | 43 | 61 | 3000 | 90 | 80 | Vestas | V90-3.0 | 2010 | 49.6329 | -113.7815 | Battery Energy Storage System - 10 MW/20 MWh TESLA Lithium Ion Battery
Alberta | Summerview | 136.2 | SVW44 | 44 | 61 | 3000 | 90 | 80 | Vestas | V90-3.0 | 2010 | 49.6027 | -113.7567 | Battery Energy Storage System - 10 MW/20 MWh TESLA Lithium Ion Battery
Alberta | Summerview | 136.2 | SVW45 | 45 | 61 | 3000 | 90 | 80 | Vestas | V90-3.0 | 2010 | 49.6006 | -113.7541 | Battery Energy Storage System - 10 MW/20 MWh TESLA Lithium Ion Battery
Alberta | Summerview | 136.2 | SVW46 | 46 | 61 | 3000 | 90 | 80 | Vestas | V90-3.0 | 2010 | 49.5987 | -113.7525 | Battery Energy Storage System - 10 MW/20 MWh TESLA Lithium Ion Battery
Alberta | Summerview | 136.2 | SVW47 | 47 | 61 | 3000 | 90 | 80 | Vestas | V90-3.0 | 2010 | 49.5919 | -113.7592 | Battery Energy Storage System - 10 MW/20 MWh TESLA Lithium Ion Battery
Alberta | Summerview | 136.2 | SVW48 | 48 | 61 | 3000 | 90 | 80 | Vestas | V90-3.0 | 2010 | 49.5901 | -113.7569 | Battery Energy Storage System - 10 MW/20 MWh TESLA Lithium Ion Battery
Alberta | Summerview | 136.2 | SVW49 | 49 | 61 | 3000 | 90 | 80 | Vestas | V90-3.0 | 2010 | 49.5883 | -113.7541 | Battery Energy Storage System - 10 MW/20 MWh TESLA Lithium Ion Battery
Alberta | Summerview | 136.2 | SVW50 | 50 | 61 | 3000 | 90 | 80 | Vestas | V90-3.0 | 2010 | 49.5862 | -113.7515 | Battery Energy Storage System - 10 MW/20 MWh TESLA Lithium Ion Battery
Alberta | Summerview | 136.2 | SVW51 | 51 | 61 | 3000 | 90 | 80 | Vestas | V90-3.0 | 2010 | 49.5958 | -113.7477 | Battery Energy Storage System - 10 MW/20 MWh TESLA Lithium Ion Battery
Alberta | Summerview | 136.2 | SVW52 | 52 | 61 | 3000 | 90 | 80 | Vestas | V90-3.0 | 2010 | 49.5938 | -113.7455 | Battery Energy Storage System - 10 MW/20 MWh TESLA Lithium Ion Battery
Alberta | Summerview | 136.2 | SVW53 | 53 | 61 | 3000 | 90 | 80 | Vestas | V90-3.0 | 2010 | 49.5917 | -113.7431 | Battery Energy Storage System - 10 MW/20 MWh TESLA Lithium Ion Battery
Alberta | Summerview | 136.2 | SVW54 | 54 | 61 | 3000 | 90 | 80 | Vestas | V90-3.0 | 2010 | 49.5896 | -113.7408 | Battery Energy Storage System - 10 MW/20 MWh TESLA Lithium Ion Battery
Alberta | Summerview | 136.2 | SVW55 | 55 | 61 | 3000 | 90 | 80 | Vestas | V90-3.0 | 2010 | 49.5878 | -113.7387 | Battery Energy Storage System - 10 MW/20 MWh TESLA Lithium Ion Battery
Alberta | Summerview | 136.2 | SVW56 | 56 | 61 | 3000 | 90 | 80 | Vestas | V90-3.0 | 2010 | 49.5855 | -113.7363 | Battery Energy Storage System - 10 MW/20 MWh TESLA Lithium Ion Battery
Alberta | Summerview | 136.2 | SVW57 | 57 | 61 | 3000 | 90 | 80 | Vestas | V90-3.0 | 2010 | 49.5832 | -113.7337 | Battery Energy Storage System - 10 MW/20 MWh TESLA Lithium Ion Battery
Alberta | Summerview | 136.2 | SVW58 | 58 | 61 | 3000 | 90 | 80 | Vestas | V90-3.0 | 2010 | 49.6096 | -113.7373 | Battery Energy Storage System - 10 MW/20 MWh TESLA Lithium Ion Battery
Alberta | Summerview | 136.2 | SVW59 | 59 | 61 | 3000 | 90 | 80 | Vestas | V90-3.0 | 2010 | 49.6071 | -113.7364 | Battery Energy Storage System - 10 MW/20 MWh TESLA Lithium Ion Battery
Alberta | Summerview | 136.2 | SVW60 | 60 | 61 | 3000 | 90 | 80 | Vestas | V90-3.0 | 2010 | 49.6047 | -113.7352 | Battery Energy Storage System - 10 MW/20 MWh TESLA Lithium Ion Battery
Alberta | Summerview | 136.2 | SVW61 | 61 | 61 | 3000 | 90 | 80 | Vestas | V90-3.0 | 2010 | 49.6022 | -113.7343 | Battery Energy Storage System - 10 MW/20 MWh TESLA Lithium Ion Battery
Alberta | Taber Wind Farm | 81.4 | TWF1 | 1 | 37 | 2200 | 71 | 85 | Enercon | E70-2.3 | 2007 | 49.741 | -111.9676 | Turbine derated from 2.3 MW
Alberta | Taber Wind Farm | 81.4 | TWF2 | 2 | 37 | 2200 | 71 | 85 | Enercon | E70-2.3 | 2007 | 49.7398 | -111.9623 | Turbine derated from 2.3 MW
Alberta | Taber Wind Farm | 81.4 | TWF3 | 3 | 37 | 2200 | 71 | 85 | Enercon | E70-2.3 | 2007 | 49.7387 | -111.9571 | Turbine derated from 2.3 MW
Alberta | Taber Wind Farm | 81.4 | TWF4 | 4 | 37 | 2200 | 71 | 85 | Enercon | E70-2.3 | 2007 | 49.7411 | -111.9481 | Turbine derated from 2.3 MW
Alberta | Taber Wind Farm | 81.4 | TWF5 | 5 | 37 | 2200 | 71 | 85 | Enercon | E70-2.3 | 2007 | 49.7393 | -111.9439 | Turbine derated from 2.3 MW
Alberta | Taber Wind Farm | 81.4 | TWF6 | 6 | 37 | 2200 | 71 | 85 | Enercon | E70-2.3 | 2007 | 49.7382 | -111.9399 | Turbine derated from 2.3 MW
Alberta | Taber Wind Farm | 81.4 | TWF7 | 7 | 37 | 2200 | 71 | 85 | Enercon | E70-2.3 | 2007 | 49.7368 | -111.9358 | Turbine derated from 2.3 MW
Alberta | Taber Wind Farm | 81.4 | TWF8 | 8 | 37 | 2200 | 71 | 85 | Enercon | E70-2.3 | 2007 | 49.7344 | -111.9325 | Turbine derated from 2.3 MW
Alberta | Taber Wind Farm | 81.4 | TWF9 | 9 | 37 | 2200 | 71 | 85 | Enercon | E70-2.3 | 2007 | 49.7168 | -111.9675 | Turbine derated from 2.3 MW
Alberta | Taber Wind Farm | 81.4 | TWF10 | 10 | 37 | 2200 | 71 | 85 | Enercon | E70-2.3 | 2007 | 49.7142 | -111.9605 | Turbine derated from 2.3 MW
Alberta | Taber Wind Farm | 81.4 | TWF11 | 11 | 37 | 2200 | 71 | 85 | Enercon | E70-2.3 | 2007 | 49.7264 | -111.9517 | Turbine derated from 2.3 MW
Alberta | Taber Wind Farm | 81.4 | TWF12 | 12 | 37 | 2200 | 71 | 85 | Enercon | E70-2.3 | 2007 | 49.7256 | -111.9481 | Turbine derated from 2.3 MW
Alberta | Taber Wind Farm | 81.4 | TWF13 | 13 | 37 | 2200 | 71 | 85 | Enercon | E70-2.3 | 2007 | 49.7237 | -111.9451 | Turbine derated from 2.3 MW
Alberta | Taber Wind Farm | 81.4 | TWF14 | 14 | 37 | 2200 | 71 | 85 | Enercon | E70-2.3 | 2007 | 49.7222 | -111.9414 | Turbine derated from 2.3 MW
Alberta | Taber Wind Farm | 81.4 | TWF15 | 15 | 37 | 2200 | 71 | 85 | Enercon | E70-2.3 | 2007 | 49.7209 | -111.9382 | Turbine derated from 2.3 MW
Alberta | Taber Wind Farm | 81.4 | TWF16 | 16 | 37 | 2200 | 71 | 85 | Enercon | E70-2.3 | 2007 | 49.72 | -111.934 | Turbine derated from 2.3 MW
Alberta | Taber Wind Farm | 81.4 | TWF17 | 17 | 37 | 2200 | 71 | 85 | Enercon | E70-2.3 | 2007 | 49.7191 | -111.93 | Turbine derated from 2.3 MW
Alberta | Taber Wind Farm | 81.4 | TWF18 | 18 | 37 | 2200 | 71 | 85 | Enercon | E70-2.3 | 2007 | 49.7179 | -111.9264 | Turbine derated from 2.3 MW
Alberta | Taber Wind Farm | 81.4 | TWF19 | 19 | 37 | 2200 | 71 | 85 | Enercon | E70-2.3 | 2007 | 49.7176 | -111.9209 | Turbine derated from 2.3 MW
Alberta | Taber Wind Farm | 81.4 | TWF20 | 20 | 37 | 2200 | 71 | 85 | Enercon | E70-2.3 | 2007 | 49.7167 | -111.9159 | Turbine derated from 2.3 MW
Alberta | Taber Wind Farm | 81.4 | TWF21 | 21 | 37 | 2200 | 71 | 85 | Enercon | E70-2.3 | 2007 | 49.7156 | -111.9118 | Turbine derated from 2.3 MW
Alberta | Taber Wind Farm | 81.4 | TWF22 | 22 | 37 | 2200 | 71 | 85 | Enercon | E70-2.3 | 2007 | 49.7151 | -111.908 | Turbine derated from 2.3 MW
Alberta | Taber Wind Farm | 81.4 | TWF23 | 23 | 37 | 2200 | 71 | 85 | Enercon | E70-2.3 | 2007 | 49.7141 | -111.9041 | Turbine derated from 2.3 MW
Alberta | Taber Wind Farm | 81.4 | TWF24 | 24 | 37 | 2200 | 71 | 85 | Enercon | E70-2.3 | 2007 | 49.7089 | -111.9144 | Turbine derated from 2.3 MW
Alberta | Taber Wind Farm | 81.4 | TWF25 | 25 | 37 | 2200 | 71 | 85 | Enercon | E70-2.3 | 2007 | 49.7074 | -111.9104 | Turbine derated from 2.3 MW
Alberta | Taber Wind Farm | 81.4 | TWF26 | 26 | 37 | 2200 | 71 | 85 | Enercon | E70-2.3 | 2007 | 49.7063 | -111.9072 | Turbine derated from 2.3 MW
Alberta | Taber Wind Farm | 81.4 | TWF27 | 27 | 37 | 2200 | 71 | 85 | Enercon | E70-2.3 | 2007 | 49.6974 | -111.9526 | Turbine derated from 2.3 MW
Alberta | Taber Wind Farm | 81.4 | TWF28 | 28 | 37 | 2200 | 71 | 85 | Enercon | E70-2.3 | 2007 | 49.6955 | -111.9485 | Turbine derated from 2.3 MW
Alberta | Taber Wind Farm | 81.4 | TWF29 | 29 | 37 | 2200 | 71 | 85 | Enercon | E70-2.3 | 2007 | 49.6936 | -111.9431 | Turbine derated from 2.3 MW
Alberta | Taber Wind Farm | 81.4 | TWF30 | 30 | 37 | 2200 | 71 | 85 | Enercon | E70-2.3 | 2007 | 49.6916 | -111.9376 | Turbine derated from 2.3 MW
Alberta | Taber Wind Farm | 81.4 | TWF31 | 31 | 37 | 2200 | 71 | 85 | Enercon | E70-2.3 | 2007 | 49.6902 | -111.9325 | Turbine derated from 2.3 MW
Alberta | Taber Wind Farm | 81.4 | TWF32 | 32 | 37 | 2200 | 71 | 85 | Enercon | E70-2.3 | 2007 | 49.6882 | -111.9272 | Turbine derated from 2.3 MW
Alberta | Taber Wind Farm | 81.4 | TWF33 | 33 | 37 | 2200 | 71 | 85 | Enercon | E70-2.3 | 2007 | 49.6864 | -111.922 | Turbine derated from 2.3 MW
Alberta | Taber Wind Farm | 81.4 | TWF34 | 34 | 37 | 2200 | 71 | 85 | Enercon | E70-2.3 | 2007 | 49.6845 | -111.9166 | Turbine derated from 2.3 MW
Alberta | Taber Wind Farm | 81.4 | TWF35 | 35 | 37 | 2200 | 71 | 85 | Enercon | E70-2.3 | 2007 | 49.6828 | -111.9121 | Turbine derated from 2.3 MW
Alberta | Taber Wind Farm | 81.4 | TWF36 | 36 | 37 | 2200 | 71 | 85 | Enercon | E70-2.3 | 2007 | 49.6813 | -111.9079 | Turbine derated from 2.3 MW
Alberta | Taber Wind Farm | 81.4 | TWF37 | 37 | 37 | 2200 | 71 | 85 | Enercon | E70-2.3 | 2007 | 49.6778 | -111.903 | Turbine derated from 2.3 MW
Alberta | Waterton Wind Turbines | 3.78 | WWT1 | 1 | 6 | 600 | 44 | 50 | Vestas | V44-600 | 1997 | 49.2331 | -113.6549
Alberta | Waterton Wind Turbines | 3.78 | WWT2 | 2 | 6 | 600 | 44 | 50 | Vestas | V44-600 | 1998 | 49.233 | -113.6302
Alberta | Waterton Wind Turbines | 3.78 | WWT3 | 3 | 6 | 600 | 44 | 50 | Vestas | V44-600 | 1998 | 49.2175 | -113.6802
Alberta | Waterton Wind Turbines | 3.78 | WWT4 | 4 | 6 | 660 | 47 | 50 | Vestas | V47-660 | 2000 | 49.2177 | -113.6579
Alberta | Waterton Wind Turbines | 3.78 | WWT5 | 5 | 6 | 660 | 47 | 50 | Vestas | V47-660 | 2001 | 49.1897 | -113.6807
Alberta | Waterton Wind Turbines | 3.78 | WWT6 | 6 | 6 | 660 | 47 | 50 | Vestas | V47-660 | 2002 | 49.1905 | -113.6405
Alberta | Weather Dancer | 0 | WTD1 | 1 | 1 | 0 | 52.2 | 80 | Neg Micon | NM52-900 | 2001 | 49.6052 | -113.5443 | Turbine decommissioned, original capacity was 0.9 MW
Alberta | Wheatland WAGF Project | 122.4 | WHL1 | 1 | 24 | 5000 | 145 | 95.5 | Siemens-Gamesa | SG 5.0/5.2-145 | 2022 | 51.2251 | -112.5024 | Turbines operating at 5.0 MW with ability to uprate to 5.2 MW, AUC approval granted for a total capacity of 112.4 MW
Alberta | Wheatland WAGF Project | 122.4 | WHL2 | 2 | 24 | 5000 | 145 | 95.5 | Siemens-Gamesa | SG 5.0/5.2-145 | 2022 | 51.2304 | -112.4993 | Turbines operating at 5.0 MW with ability to uprate to 5.2 MW, AUC approval granted for a total capacity of 112.4 MW
Alberta | Wheatland WAGF Project | 122.4 | WHL3 | 3 | 24 | 5000 | 145 | 95.5 | Siemens-Gamesa | SG 5.0/5.2-145 | 2022 | 51.23 | -112.4888 | Turbines operating at 5.0 MW with ability to uprate to 5.2 MW, AUC approval granted for a total capacity of 112.4 MW
Alberta | Wheatland WAGF Project | 122.4 | WHL4 | 4 | 24 | 5000 | 145 | 95.5 | Siemens-Gamesa | SG 5.0/5.2-145 | 2022 | 51.231 | -112.4836 | Turbines operating at 5.0 MW with ability to uprate to 5.2 MW, AUC approval granted for a total capacity of 112.4 MW
Alberta | Wheatland WAGF Project | 122.4 | WHL5 | 5 | 24 | 5000 | 145 | 95.5 | Siemens-Gamesa | SG 5.0/5.2-145 | 2022 | 51.2327 | -112.4791 | Turbines operating at 5.0 MW with ability to uprate to 5.2 MW, AUC approval granted for a total capacity of 112.4 MW
Alberta | Wheatland WAGF Project | 122.4 | WHL6 | 6 | 24 | 5000 | 145 | 95.5 | Siemens-Gamesa | SG 5.0/5.2-145 | 2022 | 51.2333 | -112.4734 | Turbines operating at 5.0 MW with ability to uprate to 5.2 MW, AUC approval granted for a total capacity of 112.4 MW
Alberta | Wheatland WAGF Project | 122.4 | WHL7 | 7 | 24 | 5000 | 145 | 95.5 | Siemens-Gamesa | SG 5.0/5.2-145 | 2022 | 51.2334 | -112.4669 | Turbines operating at 5.0 MW with ability to uprate to 5.2 MW, AUC approval granted for a total capacity of 112.4 MW
Alberta | Wheatland WAGF Project | 122.4 | WHL8 | 8 | 24 | 5000 | 145 | 95.5 | Siemens-Gamesa | SG 5.0/5.2-145 | 2022 | 51.2377 | -112.4648 | Turbines operating at 5.0 MW with ability to uprate to 5.2 MW, AUC approval granted for a total capacity of 112.4 MW
Alberta | Wheatland WAGF Project | 122.4 | WHL9 | 9 | 24 | 5000 | 145 | 95.5 | Siemens-Gamesa | SG 5.0/5.2-145 | 2022 | 51.2386 | -112.4599 | Turbines operating at 5.0 MW with ability to uprate to 5.2 MW, AUC approval granted for a total capacity of 112.4 MW
Alberta | Wheatland WAGF Project | 122.4 | WHL10 | 10 | 24 | 5000 | 145 | 95.5 | Siemens-Gamesa | SG 5.0/5.2-145 | 2022 | 51.2376 | -112.4533 | Turbines operating at 5.0 MW with ability to uprate to 5.2 MW, AUC approval granted for a total capacity of 112.4 MW
Alberta | Wheatland WAGF Project | 122.4 | WHL11 | 11 | 24 | 5000 | 145 | 95.5 | Siemens-Gamesa | SG 5.0/5.2-145 | 2022 | 51.2397 | -112.4329 | Turbines operating at 5.0 MW with ability to uprate to 5.2 MW, AUC approval granted for a total capacity of 112.4 MW
Alberta | Wheatland WAGF Project | 122.4 | WHL12 | 12 | 24 | 5000 | 145 | 95.5 | Siemens-Gamesa | SG 5.0/5.2-145 | 2022 | 51.2367 | -112.4179 | Turbines operating at 5.0 MW with ability to uprate to 5.2 MW, AUC approval granted for a total capacity of 112.4 MW
Alberta | Wheatland WAGF Project | 122.4 | WHL13 | 13 | 24 | 5000 | 145 | 95.5 | Siemens-Gamesa | SG 5.0/5.2-145 | 2022 | 51.2189 | -112.4048 | Turbines operating at 5.0 MW with ability to uprate to 5.2 MW, AUC approval granted for a total capacity of 112.4 MW
Alberta | Wheatland WAGF Project | 122.4 | WHL14 | 14 | 24 | 5000 | 145 | 95.5 | Siemens-Gamesa | SG 5.0/5.2-145 | 2022 | 51.2286 | -112.3972 | Turbines operating at 5.0 MW with ability to uprate to 5.2 MW, AUC approval granted for a total capacity of 112.4 MW
Alberta | Wheatland WAGF Project | 122.4 | WHL15 | 15 | 24 | 5000 | 145 | 95.5 | Siemens-Gamesa | SG 5.0/5.2-145 | 2022 | 51.2328 | -112.3967 | Turbines operating at 5.0 MW with ability to uprate to 5.2 MW, AUC approval granted for a total capacity of 112.4 MW
Alberta | Wheatland WAGF Project | 122.4 | WHL16 | 16 | 24 | 5000 | 145 | 95.5 | Siemens-Gamesa | SG 5.0/5.2-145 | 2022 | 51.2372 | -112.3976 | Turbines operating at 5.0 MW with ability to uprate to 5.2 MW, AUC approval granted for a total capacity of 112.4 MW
Alberta | Wheatland WAGF Project | 122.4 | WHL17 | 17 | 24 | 5000 | 145 | 95.5 | Siemens-Gamesa | SG 5.0/5.2-145 | 2022 | 51.177 | -112.4376 | Turbines operating at 5.0 MW with ability to uprate to 5.2 MW, AUC approval granted for a total capacity of 112.4 MW
Alberta | Wheatland WAGF Project | 122.4 | WHL18 | 18 | 24 | 5000 | 145 | 95.5 | Siemens-Gamesa | SG 5.0/5.2-145 | 2022 | 51.1721 | -112.4515 | Turbines operating at 5.0 MW with ability to uprate to 5.2 MW, AUC approval granted for a total capacity of 112.4 MW
Alberta | Wheatland WAGF Project | 122.4 | WHL19 | 19 | 24 | 5000 | 145 | 95.5 | Siemens-Gamesa | SG 5.0/5.2-145 | 2022 | 51.1716 | -112.4566 | Turbines operating at 5.0 MW with ability to uprate to 5.2 MW, AUC approval granted for a total capacity of 112.4 MW
Alberta | Wheatland WAGF Project | 122.4 | WHL20 | 20 | 24 | 5000 | 145 | 95.5 | Siemens-Gamesa | SG 5.0/5.2-145 | 2022 | 51.1941 | -112.4749 | Turbines operating at 5.0 MW with ability to uprate to 5.2 MW, AUC approval granted for a total capacity of 112.4 MW
Alberta | Wheatland WAGF Project | 122.4 | WHL21 | 21 | 24 | 5000 | 145 | 95.5 | Siemens-Gamesa | SG 5.0/5.2-145 | 2022 | 51.1932 | -112.4803 | Turbines operating at 5.0 MW with ability to uprate to 5.2 MW, AUC approval granted for a total capacity of 112.4 MW
Alberta | Wheatland WAGF Project | 122.4 | WHL22 | 22 | 24 | 5000 | 145 | 95.5 | Siemens-Gamesa | SG 5.0/5.2-145 | 2022 | 51.1898 | -112.4599 | Turbines operating at 5.0 MW with ability to uprate to 5.2 MW, AUC approval granted for a total capacity of 112.4 MW
Alberta | Wheatland WAGF Project | 122.4 | WHL23 | 23 | 24 | 5000 | 145 | 95.5 | Siemens-Gamesa | SG 5.0/5.2-145 | 2022 | 51.1815 | -112.4734 | Turbines operating at 5.0 MW with ability to uprate to 5.2 MW, AUC approval granted for a total capacity of 112.4 MW
Alberta | Wheatland WAGF Project | 122.4 | WHL24 | 24 | 24 | 5000 | 145 | 95.5 | Siemens-Gamesa | SG 5.0/5.2-145 | 2022 | 51.174 | -112.4801 | Turbines operating at 5.0 MW with ability to uprate to 5.2 MW, AUC approval granted for a total capacity of 112.4 MW
Alberta | Whitla Wind | 352.8 | WTL1 | 1 | 98 | 3600 | 136 | 105 | Vestas | V136-3.6 | 2019/2021 | 49.7258 | -111.3676
Alberta | Whitla Wind | 352.8 | WTL2 | 2 | 98 | 3600 | 136 | 105 | Vestas | V136-3.6 | 2019/2021 | 49.7212 | -111.3671
Alberta | Whitla Wind | 352.8 | WTL3 | 3 | 98 | 3600 | 136 | 105 | Vestas | V136-3.6 | 2019/2021 | 49.715 | -111.366
Alberta | Whitla Wind | 352.8 | WTL4 | 4 | 98 | 3600 | 136 | 105 | Vestas | V136-3.6 | 2019/2021 | 49.7257 | -111.3509
Alberta | Whitla Wind | 352.8 | WTL5 | 5 | 98 | 3600 | 136 | 105 | Vestas | V136-3.6 | 2019/2021 | 49.7188 | -111.3496
Alberta | Whitla Wind | 352.8 | WTL6 | 6 | 98 | 3600 | 136 | 105 | Vestas | V136-3.6 | 2019/2021 | 49.7184 | -111.3396
Alberta | Whitla Wind | 352.8 | WTL7 | 7 | 98 | 3600 | 136 | 105 | Vestas | V136-3.6 | 2019/2021 | 49.7041 | -111.3467
Alberta | Whitla Wind | 352.8 | WTL8 | 8 | 98 | 3600 | 136 | 105 | Vestas | V136-3.6 | 2019/2021 | 49.6895 | -111.3754
Alberta | Whitla Wind | 352.8 | WTL9 | 9 | 98 | 3600 | 136 | 105 | Vestas | V136-3.6 | 2019/2021 | 49.682 | -111.3741
Alberta | Whitla Wind | 352.8 | WTL10 | 10 | 98 | 3600 | 136 | 105 | Vestas | V136-3.6 | 2019/2021 | 49.6791 | -111.3632
Alberta | Whitla Wind | 352.8 | WTL11 | 11 | 98 | 3600 | 136 | 105 | Vestas | V136-3.6 | 2019/2021 | 49.6754 | -111.3535
Alberta | Whitla Wind | 352.8 | WTL12 | 12 | 98 | 3600 | 136 | 105 | Vestas | V136-3.6 | 2019/2021 | 49.6669 | -111.3789
Alberta | Whitla Wind | 352.8 | WTL13 | 13 | 98 | 3600 | 136 | 105 | Vestas | V136-3.6 | 2019/2021 | 49.6597 | -111.3766
Alberta | Whitla Wind | 352.8 | WTL14 | 14 | 98 | 3600 | 136 | 105 | Vestas | V136-3.6 | 2019/2021 | 49.666 | -111.3684
Alberta | Whitla Wind | 352.8 | WTL15 | 15 | 98 | 3600 | 136 | 105 | Vestas | V136-3.6 | 2019/2021 | 49.6644 | -111.3562
Alberta | Whitla Wind | 352.8 | WTL16 | 16 | 98 | 3600 | 136 | 105 | Vestas | V136-3.6 | 2019/2021 | 49.6611 | -111.3433
Alberta | Whitla Wind | 352.8 | WTL17 | 17 | 98 | 3600 | 136 | 105 | Vestas | V136-3.6 | 2019/2021 | 49.6462 | -111.3645
Alberta | Whitla Wind | 352.8 | WTL18 | 18 | 98 | 3600 | 136 | 105 | Vestas | V136-3.6 | 2019/2021 | 49.6442 | -111.287
Alberta | Whitla Wind | 352.8 | WTL19 | 19 | 98 | 3600 | 136 | 105 | Vestas | V136-3.6 | 2019/2021 | 49.6364 | -111.3111
Alberta | Whitla Wind | 352.8 | WTL20 | 20 | 98 | 3600 | 136 | 105 | Vestas | V136-3.6 | 2019/2021 | 49.6319 | -111.3206
Alberta | Whitla Wind | 352.8 | WTL21 | 21 | 98 | 3600 | 136 | 105 | Vestas | V136-3.6 | 2019/2021 | 49.6364 | -111.346
Alberta | Whitla Wind | 352.8 | WTL22 | 22 | 98 | 3600 | 136 | 105 | Vestas | V136-3.6 | 2019/2021 | 49.6322 | -111.3509
Alberta | Whitla Wind | 352.8 | WTL23 | 23 | 98 | 3600 | 136 | 105 | Vestas | V136-3.6 | 2019/2021 | 49.625 | -111.3398
Alberta | Whitla Wind | 352.8 | WTL24 | 24 | 98 | 3600 | 136 | 105 | Vestas | V136-3.6 | 2019/2021 | 49.6228 | -111.3337
Alberta | Whitla Wind | 352.8 | WTL25 | 25 | 98 | 3600 | 136 | 105 | Vestas | V136-3.6 | 2019/2021 | 49.6227 | -111.3243
Alberta | Whitla Wind | 352.8 | WTL26 | 26 | 98 | 3600 | 136 | 105 | Vestas | V136-3.6 | 2019/2021 | 49.6234 | -111.3171
Alberta | Whitla Wind | 352.8 | WTL27 | 27 | 98 | 3600 | 136 | 105 | Vestas | V136-3.6 | 2019/2021 | 49.6133 | -111.3308
Alberta | Whitla Wind | 352.8 | WTL28 | 28 | 98 | 3600 | 136 | 105 | Vestas | V136-3.6 | 2019/2021 | 49.6074 | -111.3217
Alberta | Whitla Wind | 352.8 | WTL29 | 29 | 98 | 3600 | 136 | 105 | Vestas | V136-3.6 | 2019/2021 | 49.6018 | -111.317
Alberta | Whitla Wind | 352.8 | WTL30 | 30 | 98 | 3600 | 136 | 105 | Vestas | V136-3.6 | 2019/2021 | 49.594 | -111.3094
Alberta | Whitla Wind | 352.8 | WTL31 | 31 | 98 | 3600 | 136 | 105 | Vestas | V136-3.6 | 2019/2021 | 49.6742 | -111.3337
Alberta | Whitla Wind | 352.8 | WTL32 | 32 | 98 | 3600 | 136 | 105 | Vestas | V136-3.6 | 2019/2021 | 49.6966 | -111.3056
Alberta | Whitla Wind | 352.8 | WTL33 | 33 | 98 | 3600 | 136 | 105 | Vestas | V136-3.6 | 2019/2021 | 49.6967 | -111.2958
Alberta | Whitla Wind | 352.8 | WTL34 | 34 | 98 | 3600 | 136 | 105 | Vestas | V136-3.6 | 2019/2021 | 49.6964 | -111.287
Alberta | Whitla Wind | 352.8 | WTL35 | 35 | 98 | 3600 | 136 | 105 | Vestas | V136-3.6 | 2019/2021 | 49.6889 | -111.3079
Alberta | Whitla Wind | 352.8 | WTL36 | 36 | 98 | 3600 | 136 | 105 | Vestas | V136-3.6 | 2019/2021 | 49.6855 | -111.2884
Alberta | Whitla Wind | 352.8 | WTL37 | 37 | 98 | 3600 | 136 | 105 | Vestas | V136-3.6 | 2019/2021 | 49.6853 | -111.2736
Alberta | Whitla Wind | 352.8 | WTL38 | 38 | 98 | 3600 | 136 | 105 | Vestas | V136-3.6 | 2019/2021 | 49.687 | -111.2618
Alberta | Whitla Wind | 352.8 | WTL39 | 39 | 98 | 3600 | 136 | 105 | Vestas | V136-3.6 | 2019/2021 | 49.6757 | -111.2874
Alberta | Whitla Wind | 352.8 | WTL40 | 40 | 98 | 3600 | 136 | 105 | Vestas | V136-3.6 | 2019/2021 | 49.6755 | -111.2719
Alberta | Whitla Wind | 352.8 | WTL41 | 41 | 98 | 3600 | 136 | 105 | Vestas | V136-3.6 | 2019/2021 | 49.6424 | -111.2777
Alberta | Whitla Wind | 352.8 | WTL42 | 42 | 98 | 3600 | 136 | 105 | Vestas | V136-3.6 | 2019/2021 | 49.659 | -111.2866
Alberta | Whitla Wind | 352.8 | WTL43 | 43 | 98 | 3600 | 136 | 105 | Vestas | V136-3.6 | 2019/2021 | 49.636 | -111.2948
Alberta | Whitla Wind | 352.8 | WTL44 | 44 | 98 | 3600 | 136 | 105 | Vestas | V136-3.6 | 2019/2021 | 49.6279 | -111.2867
Alberta | Whitla Wind | 352.8 | WTL45 | 45 | 98 | 3600 | 136 | 105 | Vestas | V136-3.6 | 2019/2021 | 49.6312 | -111.2721
Alberta | Whitla Wind | 352.8 | WTL46 | 46 | 98 | 3600 | 136 | 105 | Vestas | V136-3.6 | 2019/2021 | 49.6164 | -111.2985
Alberta | Whitla Wind | 352.8 | WTL47 | 47 | 98 | 3600 | 136 | 105 | Vestas | V136-3.6 | 2019/2021 | 49.6133 | -111.2763
Alberta | Whitla Wind | 352.8 | WTL48 | 48 | 98 | 3600 | 136 | 105 | Vestas | V136-3.6 | 2019/2021 | 49.686 | -111.2154
Alberta | Whitla Wind | 352.8 | WTL49 | 49 | 98 | 3600 | 136 | 105 | Vestas | V136-3.6 | 2019/2021 | 49.6861 | -111.2268
Alberta | Whitla Wind | 352.8 | WTL50 | 50 | 98 | 3600 | 136 | 105 | Vestas | V136-3.6 | 2019/2021 | 49.6738 | -111.2431
Alberta | Whitla Wind | 352.8 | WTL51 | 51 | 98 | 3600 | 136 | 105 | Vestas | V136-3.6 | 2019/2021 | 49.6582 | -111.2433
Alberta | Whitla Wind | 352.8 | WTL52 | 52 | 98 | 3600 | 136 | 105 | Vestas | V136-3.6 | 2019/2021 | 49.6499 | -111.2494
Alberta | Whitla Wind | 352.8 | WTL53 | 53 | 98 | 3600 | 136 | 105 | Vestas | V136-3.6 | 2019/2021 | 49.6821 | -111.1718
Alberta | Whitla Wind | 352.8 | WTL54 | 54 | 98 | 3600 | 136 | 105 | Vestas | V136-3.6 | 2019/2021 | 49.6738 | -111.2054
Alberta | Whitla Wind | 352.8 | WTL55 | 55 | 98 | 3600 | 136 | 105 | Vestas | V136-3.6 | 2019/2021 | 49.6746 | -111.1859
Alberta | Whitla Wind | 352.8 | WTL56 | 56 | 98 | 3600 | 136 | 105 | Vestas | V136-3.6 | 2019/2021 | 49.6751 | -111.1711
Alberta | Whitla Wind | 352.8 | WTL57 | 57 | 98 | 3600 | 136 | 105 | Vestas | V136-3.6 | 2019/2021 | 49.6967 | -111.3534
Alberta | Whitla Wind | 352.8 | WTL58 | 58 | 98 | 3600 | 136 | 105 | Vestas | V136-3.6 | 2019/2021 | 49.692 | -111.3535
Alberta | Whitla Wind | 352.8 | WTL59 | 59 | 98 | 3600 | 136 | 105 | Vestas | V136-3.6 | 2019/2021 | 49.6934 | -111.3337
Alberta | Whitla Wind | 352.8 | WTL60 | 60 | 98 | 3600 | 136 | 105 | Vestas | V136-3.6 | 2019/2021 | 49.6876 | -111.3338
Alberta | Whitla Wind | 352.8 | WTL61 | 61 | 98 | 3600 | 136 | 105 | Vestas | V136-3.6 | 2019/2021 | 49.6831 | -111.3326
Alberta | Whitla Wind | 352.8 | WTL62 | 62 | 98 | 3600 | 136 | 105 | Vestas | V136-3.6 | 2019/2021 | 49.6784 | -111.3095
Alberta | Whitla Wind | 352.8 | WTL63 | 63 | 98 | 3600 | 136 | 105 | Vestas | V136-3.6 | 2019/2021 | 49.6068 | -111.2653
Alberta | Whitla Wind | 352.8 | WTL64 | 64 | 98 | 3600 | 136 | 105 | Vestas | V136-3.6 | 2019/2021 | 49.6089 | -111.2495
Alberta | Whitla Wind | 352.8 | WTL65 | 65 | 98 | 3600 | 136 | 105 | Vestas | V136-3.6 | 2019/2021 | 49.595 | -111.2433
Alberta | Whitla Wind | 352.8 | WTL66 | 66 | 98 | 3600 | 136 | 105 | Vestas | V136-3.6 | 2019/2021 | 49.6007 | -111.2286
Alberta | Whitla Wind | 352.8 | WTL67 | 67 | 98 | 3600 | 136 | 105 | Vestas | V136-3.6 | 2019/2021 | 49.5941 | -111.2286
Alberta | Whitla Wind | 352.8 | WTL68 | 68 | 98 | 3600 | 136 | 105 | Vestas | V136-3.6 | 2019/2021 | 49.6504 | -111.2314
Alberta | Whitla Wind | 352.8 | WTL69 | 69 | 98 | 3600 | 136 | 105 | Vestas | V136-3.6 | 2019/2021 | 49.636 | -111.2399
Alberta | Whitla Wind | 352.8 | WTL70 | 70 | 98 | 3600 | 136 | 105 | Vestas | V136-3.6 | 2019/2021 | 49.6285 | -111.242
Alberta | Whitla Wind | 352.8 | WTL71 | 71 | 98 | 3600 | 136 | 105 | Vestas | V136-3.6 | 2019/2021 | 49.6284 | -111.2282
Alberta | Whitla Wind | 352.8 | WTL72 | 72 | 98 | 3600 | 136 | 105 | Vestas | V136-3.6 | 2019/2021 | 49.624 | -111.2156
Alberta | Whitla Wind | 352.8 | WTL73 | 73 | 98 | 3600 | 136 | 105 | Vestas | V136-3.6 | 2019/2021 | 49.6495 | -111.2093
Alberta | Whitla Wind | 352.8 | WTL74 | 74 | 98 | 3600 | 136 | 105 | Vestas | V136-3.6 | 2019/2021 | 49.6432 | -111.2097
Alberta | Whitla Wind | 352.8 | WTL75 | 75 | 98 | 3600 | 136 | 105 | Vestas | V136-3.6 | 2019/2021 | 49.6507 | -111.1919
Alberta | Whitla Wind | 352.8 | WTL76 | 76 | 98 | 3600 | 136 | 105 | Vestas | V136-3.6 | 2019/2021 | 49.6512 | -111.1816
Alberta | Whitla Wind | 352.8 | WTL77 | 77 | 98 | 3600 | 136 | 105 | Vestas | V136-3.6 | 2019/2021 | 49.6426 | -111.1864
Alberta | Whitla Wind | 352.8 | WTL78 | 78 | 98 | 3600 | 136 | 105 | Vestas | V136-3.6 | 2019/2021 | 49.6223 | -111.1595
Alberta | Whitla Wind | 352.8 | WTL79 | 79 | 98 | 3600 | 136 | 105 | Vestas | V136-3.6 | 2019/2021 | 49.6133 | -111.1716
Alberta | Whitla Wind | 352.8 | WTL80 | 80 | 98 | 3600 | 136 | 105 | Vestas | V136-3.6 | 2019/2021 | 49.615 | -111.1591
Alberta | Whitla Wind | 352.8 | WTL81 | 81 | 98 | 3600 | 136 | 105 | Vestas | V136-3.6 | 2019/2021 | 49.6088 | -111.159
Alberta | Whitla Wind | 352.8 | WTL82 | 82 | 98 | 3600 | 136 | 105 | Vestas | V136-3.6 | 2019/2021 | 49.6027 | -111.1595
Alberta | Whitla Wind | 352.8 | WTL83 | 83 | 98 | 3600 | 136 | 105 | Vestas | V136-3.6 | 2019/2021 | 49.5986 | -111.175
Alberta | Whitla Wind | 352.8 | WTL84 | 84 | 98 | 3600 | 136 | 105 | Vestas | V136-3.6 | 2019/2021 | 49.7121 | -111.3322
Alberta | Whitla Wind | 352.8 | WTL85 | 85 | 98 | 3600 | 136 | 105 | Vestas | V136-3.6 | 2019/2021 | 49.7046 | -111.3327
Alberta | Whitla Wind | 352.8 | WTL86 | 86 | 98 | 3600 | 136 | 105 | Vestas | V136-3.6 | 2019/2021 | 49.701 | -111.3194
Alberta | Whitla Wind | 352.8 | WTL87 | 87 | 98 | 3600 | 136 | 105 | Vestas | V136-3.6 | 2019/2021 | 49.6945 | -111.3173
Alberta | Whitla Wind | 352.8 | WTL88 | 88 | 98 | 3600 | 136 | 105 | Vestas | V136-3.6 | 2019/2021 | 49.6855 | -111.3173
Alberta | Whitla Wind | 352.8 | WTL89 | 89 | 98 | 3600 | 136 | 105 | Vestas | V136-3.6 | 2019/2021 | 49.5923 | -111.2957
Alberta | Whitla Wind | 352.8 | WTL90 | 90 | 98 | 3600 | 136 | 105 | Vestas | V136-3.6 | 2019/2021 | 49.5957 | -111.2882
Alberta | Whitla Wind | 352.8 | WTL91 | 91 | 98 | 3600 | 136 | 105 | Vestas | V136-3.6 | 2019/2021 | 49.5958 | -111.2737
Alberta | Whitla Wind | 352.8 | WTL92 | 92 | 98 | 3600 | 136 | 105 | Vestas | V136-3.6 | 2019/2021 | 49.5924 | -111.2639
Alberta | Whitla Wind | 352.8 | WTL93 | 93 | 98 | 3600 | 136 | 105 | Vestas | V136-3.6 | 2019/2021 | 49.5879 | -111.2494
Alberta | Whitla Wind | 352.8 | WTL94 | 94 | 98 | 3600 | 136 | 105 | Vestas | V136-3.6 | 2019/2021 | 49.6048 | -111.1967
Alberta | Whitla Wind | 352.8 | WTL95 | 95 | 98 | 3600 | 136 | 105 | Vestas | V136-3.6 | 2019/2021 | 49.6068 | -111.1816
Alberta | Whitla Wind | 352.8 | WTL96 | 96 | 98 | 3600 | 136 | 105 | Vestas | V136-3.6 | 2019/2021 | 49.6147 | -111.3109
Alberta | Whitla Wind | 352.8 | WTL97 | 97 | 98 | 3600 | 136 | 105 | Vestas | V136-3.6 | 2019/2021 | 49.6086 | -111.31
Alberta | Whitla Wind | 352.8 | WTL98 | 98 | 98 | 3600 | 136 | 105 | Vestas | V136-3.6 | 2019/2021 | 49.695 | -111.3625
Alberta | Wild Rose 2 | 192 | WRO1 | 1 | 38 | 5200 | 145 | 95.5 | Siemens-Gamesa | SG 5.2- 145 | 2025 | 49.8281 | -110.6121
Alberta | Wild Rose 2 | 192 | WRO2 | 2 | 38 | 5200 | 145 | 95.5 | Siemens-Gamesa | SG 5.2- 145 | 2025 | 49.8236 | -110.6107
Alberta | Wild Rose 2 | 192 | WRO3 | 3 | 38 | 5200 | 145 | 95.5 | Siemens-Gamesa | SG 5.2- 145 | 2025 | 49.8197 | -110.6109
Alberta | Wild Rose 2 | 192 | WRO4 | 4 | 38 | 5200 | 145 | 95.5 | Siemens-Gamesa | SG 5.2- 145 | 2025 | 49.8392 | -110.5664
Alberta | Wild Rose 2 | 192 | WRO5 | 5 | 38 | 5200 | 145 | 95.5 | Siemens-Gamesa | SG 5.2- 145 | 2025 | 49.8329 | -110.5623
Alberta | Wild Rose 2 | 192 | WRO6 | 6 | 38 | 5200 | 145 | 95.5 | Siemens-Gamesa | SG 5.2- 145 | 2025 | 49.825 | -110.5527
Alberta | Wild Rose 2 | 192 | WRO7 | 7 | 38 | 5200 | 145 | 95.5 | Siemens-Gamesa | SG 5.2- 145 | 2025 | 49.8211 | -110.5508
Alberta | Wild Rose 2 | 192 | WRO8 | 8 | 38 | 5200 | 145 | 95.5 | Siemens-Gamesa | SG 5.2- 145 | 2025 | 49.7987 | -110.5671
Alberta | Wild Rose 2 | 192 | WRO9 | 9 | 38 | 5200 | 145 | 95.5 | Siemens-Gamesa | SG 5.2- 145 | 2025 | 49.7942 | -110.5622
Alberta | Wild Rose 2 | 192 | WRO10 | 10 | 38 | 5200 | 145 | 95.5 | Siemens-Gamesa | SG 5.2- 145 | 2025 | 49.8028 | -110.554
Alberta | Wild Rose 2 | 192 | WRO11 | 11 | 38 | 5200 | 145 | 95.5 | Siemens-Gamesa | SG 5.2- 145 | 2025 | 49.7993 | -110.549
Alberta | Wild Rose 2 | 192 | WRO12 | 12 | 38 | 5200 | 145 | 95.5 | Siemens-Gamesa | SG 5.2- 145 | 2025 | 49.8056 | -110.5333
Alberta | Wild Rose 2 | 192 | WRO13 | 13 | 38 | 5200 | 145 | 95.5 | Siemens-Gamesa | SG 5.2- 145 | 2025 | 49.8021 | -110.5301
Alberta | Wild Rose 2 | 192 | WRO14 | 14 | 38 | 5200 | 145 | 95.5 | Siemens-Gamesa | SG 5.2- 145 | 2025 | 49.7992 | -110.5221
Alberta | Wild Rose 2 | 192 | WRO15 | 15 | 38 | 5200 | 145 | 95.5 | Siemens-Gamesa | SG 5.2- 145 | 2025 | 49.7971 | -110.5151
Alberta | Wild Rose 2 | 192 | WRO16 | 16 | 38 | 5200 | 145 | 95.5 | Siemens-Gamesa | SG 5.2- 145 | 2025 | 49.7946 | -110.5067
Alberta | Wild Rose 2 | 192 | WRO17 | 17 | 38 | 5200 | 145 | 95.5 | Siemens-Gamesa | SG 5.2- 145 | 2025 | 49.8133 | -110.5204
Alberta | Wild Rose 2 | 192 | WRO18 | 18 | 38 | 5200 | 145 | 95.5 | Siemens-Gamesa | SG 5.2- 145 | 2025 | 49.8094 | -110.5147
Alberta | Wild Rose 2 | 192 | WRO19 | 19 | 38 | 5200 | 145 | 95.5 | Siemens-Gamesa | SG 5.2- 145 | 2025 | 49.8069 | -110.5067
Alberta | Wild Rose 2 | 192 | WRO20 | 20 | 38 | 5200 | 145 | 95.5 | Siemens-Gamesa | SG 5.2- 145 | 2025 | 49.7764 | -110.5758
Alberta | Wild Rose 2 | 192 | WRO21 | 21 | 38 | 5200 | 145 | 95.5 | Siemens-Gamesa | SG 5.2- 145 | 2025 | 49.7883 | -110.4941
Alberta | Wild Rose 2 | 192 | WRO22 | 22 | 38 | 5200 | 145 | 95.5 | Siemens-Gamesa | SG 5.2- 145 | 2025 | 49.7839 | -110.4933
Alberta | Wild Rose 2 | 192 | WRO23 | 23 | 38 | 5200 | 145 | 95.5 | Siemens-Gamesa | SG 5.2- 145 | 2025 | 49.7748 | -110.4916
Alberta | Wild Rose 2 | 192 | WRO24 | 24 | 38 | 5200 | 145 | 95.5 | Siemens-Gamesa | SG 5.2- 145 | 2025 | 49.7707 | -110.4916
Alberta | Wild Rose 2 | 192 | WRO25 | 25 | 38 | 5200 | 145 | 95.5 | Siemens-Gamesa | SG 5.2- 145 | 2025 | 49.77 | -110.4824
Alberta | Wild Rose 2 | 192 | WRO26 | 26 | 38 | 5200 | 145 | 95.5 | Siemens-Gamesa | SG 5.2- 145 | 2025 | 49.7686 | -110.5064
Alberta | Wild Rose 2 | 192 | WRO27 | 27 | 38 | 5200 | 145 | 95.5 | Siemens-Gamesa | SG 5.2- 145 | 2025 | 49.7633 | -110.4974
Alberta | Wild Rose 2 | 192 | WRO28 | 28 | 38 | 5200 | 145 | 95.5 | Siemens-Gamesa | SG 5.2- 145 | 2025 | 49.761 | -110.4815
Alberta | Wild Rose 2 | 192 | WRO29 | 29 | 38 | 5200 | 145 | 95.5 | Siemens-Gamesa | SG 5.2- 145 | 2025 | 49.763 | -110.5076
Alberta | Wild Rose 2 | 192 | WRO30 | 30 | 38 | 5200 | 145 | 95.5 | Siemens-Gamesa | SG 5.2- 145 | 2025 | 49.7579 | -110.5084
Alberta | Wild Rose 2 | 192 | WRO31 | 31 | 38 | 5200 | 145 | 95.5 | Siemens-Gamesa | SG 5.2- 145 | 2025 | 49.7726 | -110.5729
Alberta | Wild Rose 2 | 192 | WRO32 | 32 | 38 | 5200 | 145 | 95.5 | Siemens-Gamesa | SG 5.2- 145 | 2025 | 49.7518 | -110.4853
Alberta | Wild Rose 2 | 192 | WRO33 | 33 | 38 | 5200 | 145 | 95.5 | Siemens-Gamesa | SG 5.2- 145 | 2025 | 49.7478 | -110.482
Alberta | Wild Rose 2 | 192 | WRO34 | 34 | 38 | 5200 | 145 | 95.5 | Siemens-Gamesa | SG 5.2- 145 | 2025 | 49.7414 | -110.4882
Alberta | Wild Rose 2 | 192 | WRO35 | 35 | 38 | 5200 | 145 | 95.5 | Siemens-Gamesa | SG 5.2- 145 | 2025 | 49.7385 | -110.4842
Alberta | Wild Rose 2 | 192 | WRO36 | 36 | 38 | 5200 | 145 | 95.5 | Siemens-Gamesa | SG 5.2- 145 | 2025 | 49.7589 | -110.4943
Alberta | Wild Rose 2 | 192 | WRO37 | 37 | 38 | 5200 | 145 | 95.5 | Siemens-Gamesa | SG 5.2- 145 | 2025 | 49.8031 | -110.4992
Alberta | Wild Rose 2 | 192 | WRO38 | 38 | 38 | 5200 | 145 | 95.5 | Siemens-Gamesa | SG 5.2- 145 | 2025 | 49.8168 | -110.5297
Alberta | Windrise | 206.4 | WRI1 | 1 | 43 | 4800 | 145 | 90 | Siemens-Gamesa | SG 4.8-145 | 2021 | 49.5039 | -113.4457
Alberta | Windrise | 206.4 | WRI2 | 2 | 43 | 4800 | 145 | 90 | Siemens-Gamesa | SG 4.8-145 | 2021 | 49.5084 | -113.4457
Alberta | Windrise | 206.4 | WRI3 | 3 | 43 | 4800 | 145 | 90 | Siemens-Gamesa | SG 4.8-145 | 2021 | 49.514 | -113.4503
Alberta | Windrise | 206.4 | WRI4 | 4 | 43 | 4800 | 145 | 90 | Siemens-Gamesa | SG 4.8-145 | 2021 | 49.5062 | -113.4742
Alberta | Windrise | 206.4 | WRI5 | 5 | 43 | 4800 | 145 | 90 | Siemens-Gamesa | SG 4.8-145 | 2021 | 49.5112 | -113.4731
Alberta | Windrise | 206.4 | WRI6 | 6 | 43 | 4800 | 145 | 90 | Siemens-Gamesa | SG 4.8-145 | 2021 | 49.5148 | -113.4724
Alberta | Windrise | 206.4 | WRI7 | 7 | 43 | 4800 | 145 | 90 | Siemens-Gamesa | SG 4.8-145 | 2021 | 49.4961 | -113.4056
Alberta | Windrise | 206.4 | WRI8 | 8 | 43 | 4800 | 145 | 90 | Siemens-Gamesa | SG 4.8-145 | 2021 | 49.5026 | -113.4054
Alberta | Windrise | 206.4 | WRI9 | 9 | 43 | 4800 | 145 | 90 | Siemens-Gamesa | SG 4.8-145 | 2021 | 49.5075 | -113.4057
Alberta | Windrise | 206.4 | WRI10 | 10 | 43 | 4800 | 145 | 90 | Siemens-Gamesa | SG 4.8-145 | 2021 | 49.5171 | -113.4118
Alberta | Windrise | 206.4 | WRI11 | 11 | 43 | 4800 | 145 | 90 | Siemens-Gamesa | SG 4.8-145 | 2021 | 49.5205 | -113.4117
Alberta | Windrise | 206.4 | WRI12 | 12 | 43 | 4800 | 145 | 90 | Siemens-Gamesa | SG 4.8-145 | 2021 | 49.4997 | -113.3896
Alberta | Windrise | 206.4 | WRI13 | 13 | 43 | 4800 | 145 | 90 | Siemens-Gamesa | SG 4.8-145 | 2021 | 49.5054 | -113.3896
Alberta | Windrise | 206.4 | WRI14 | 14 | 43 | 4800 | 145 | 90 | Siemens-Gamesa | SG 4.8-145 | 2021 | 49.5109 | -113.3895
Alberta | Windrise | 206.4 | WRI15 | 15 | 43 | 4800 | 145 | 90 | Siemens-Gamesa | SG 4.8-145 | 2021 | 49.5152 | -113.3894
Alberta | Windrise | 206.4 | WRI16 | 16 | 43 | 4800 | 145 | 90 | Siemens-Gamesa | SG 4.8-145 | 2021 | 49.5195 | -113.3893
Alberta | Windrise | 206.4 | WRI17 | 17 | 43 | 4800 | 145 | 90 | Siemens-Gamesa | SG 4.8-145 | 2021 | 49.4747 | -113.5195
Alberta | Windrise | 206.4 | WRI18 | 18 | 43 | 4800 | 145 | 90 | Siemens-Gamesa | SG 4.8-145 | 2021 | 49.4712 | -113.5195
Alberta | Windrise | 206.4 | WRI19 | 19 | 43 | 4800 | 145 | 90 | Siemens-Gamesa | SG 4.8-145 | 2021 | 49.467 | -113.5195
Alberta | Windrise | 206.4 | WRI20 | 20 | 43 | 4800 | 145 | 90 | Siemens-Gamesa | SG 4.8-145 | 2021 | 49.4822 | -113.52
Alberta | Windrise | 206.4 | WRI21 | 21 | 43 | 4800 | 145 | 90 | Siemens-Gamesa | SG 4.8-145 | 2021 | 49.4854 | -113.52
Alberta | Windrise | 206.4 | WRI22 | 22 | 43 | 4800 | 145 | 90 | Siemens-Gamesa | SG 4.8-145 | 2021 | 49.4626 | -113.4785
Alberta | Windrise | 206.4 | WRI23 | 23 | 43 | 4800 | 145 | 90 | Siemens-Gamesa | SG 4.8-145 | 2021 | 49.4713 | -113.4894
Alberta | Windrise | 206.4 | WRI24 | 24 | 43 | 4800 | 145 | 90 | Siemens-Gamesa | SG 4.8-145 | 2021 | 49.4679 | -113.4895
Alberta | Windrise | 206.4 | WRI25 | 25 | 43 | 4800 | 145 | 90 | Siemens-Gamesa | SG 4.8-145 | 2021 | 49.4641 | -113.5048
Alberta | Windrise | 206.4 | WRI26 | 26 | 43 | 4800 | 145 | 90 | Siemens-Gamesa | SG 4.8-145 | 2021 | 49.4598 | -113.5048
Alberta | Windrise | 206.4 | WRI27 | 27 | 43 | 4800 | 145 | 90 | Siemens-Gamesa | SG 4.8-145 | 2021 | 49.4849 | -113.4573
Alberta | Windrise | 206.4 | WRI28 | 28 | 43 | 4800 | 145 | 90 | Siemens-Gamesa | SG 4.8-145 | 2021 | 49.4845 | -113.4753
Alberta | Windrise | 206.4 | WRI29 | 29 | 43 | 4800 | 145 | 90 | Siemens-Gamesa | SG 4.8-145 | 2021 | 49.4811 | -113.4753
Alberta | Windrise | 206.4 | WRI30 | 30 | 43 | 4800 | 145 | 90 | Siemens-Gamesa | SG 4.8-145 | 2021 | 49.4776 | -113.4753
Alberta | Windrise | 206.4 | WRI31 | 31 | 43 | 4800 | 145 | 90 | Siemens-Gamesa | SG 4.8-145 | 2021 | 49.4743 | -113.4753
Alberta | Windrise | 206.4 | WRI32 | 32 | 43 | 4800 | 145 | 90 | Siemens-Gamesa | SG 4.8-145 | 2021 | 49.4716 | -113.4566
Alberta | Windrise | 206.4 | WRI33 | 33 | 43 | 4800 | 145 | 90 | Siemens-Gamesa | SG 4.8-145 | 2021 | 49.4667 | -113.4618
Alberta | Windrise | 206.4 | WRI34 | 34 | 43 | 4800 | 145 | 90 | Siemens-Gamesa | SG 4.8-145 | 2021 | 49.4598 | -113.4527
Alberta | Windrise | 206.4 | WRI35 | 35 | 43 | 4800 | 145 | 90 | Siemens-Gamesa | SG 4.8-145 | 2021 | 49.4557 | -113.4528
Alberta | Windrise | 206.4 | WRI36 | 36 | 43 | 4800 | 145 | 90 | Siemens-Gamesa | SG 4.8-145 | 2021 | 49.4705 | -113.412
Alberta | Windrise | 206.4 | WRI37 | 37 | 43 | 4800 | 145 | 90 | Siemens-Gamesa | SG 4.8-145 | 2021 | 49.4669 | -113.4143
Alberta | Windrise | 206.4 | WRI38 | 38 | 43 | 4800 | 145 | 90 | Siemens-Gamesa | SG 4.8-145 | 2021 | 49.4634 | -113.4156
Alberta | Windrise | 206.4 | WRI39 | 39 | 43 | 4800 | 145 | 90 | Siemens-Gamesa | SG 4.8-145 | 2021 | 49.4597 | -113.4195
Alberta | Windrise | 206.4 | WRI40 | 40 | 43 | 4800 | 145 | 90 | Siemens-Gamesa | SG 4.8-145 | 2021 | 49.4844 | -113.4353
Alberta | Windrise | 206.4 | WRI41 | 41 | 43 | 4800 | 145 | 90 | Siemens-Gamesa | SG 4.8-145 | 2021 | 49.4809 | -113.4352
Alberta | Windrise | 206.4 | WRI42 | 42 | 43 | 4800 | 145 | 90 | Siemens-Gamesa | SG 4.8-145 | 2021 | 49.4769 | -113.4351
Alberta | Windrise | 206.4 | WRI43 | 43 | 43 | 4800 | 145 | 90 | Siemens-Gamesa | SG 4.8-145 | 2021 | 49.4737 | -113.4351
Alberta | Winnifred Wind | 136.4 | WIN1 | 1 | 22 | 6200 | 162 | 105 | Vestas | V162 | 2024 | 49.9262 | -110.9877
Alberta | Winnifred Wind | 136.4 | WIN2 | 2 | 22 | 6200 | 162 | 105 | Vestas | V162 | 2024 | 49.9299 | -110.99
Alberta | Winnifred Wind | 136.4 | WIN3 | 3 | 22 | 6200 | 162 | 105 | Vestas | V162 | 2024 | 49.9342 | -110.9955
Alberta | Winnifred Wind | 136.4 | WIN4 | 4 | 22 | 6200 | 162 | 105 | Vestas | V162 | 2024 | 49.9398 | -110.9985
Alberta | Winnifred Wind | 136.4 | WIN5 | 5 | 22 | 6200 | 162 | 105 | Vestas | V162 | 2024 | 49.9438 | -111.0019
Alberta | Winnifred Wind | 136.4 | WIN6 | 6 | 22 | 6200 | 162 | 105 | Vestas | V162 | 2024 | 49.9186 | -111.0089
Alberta | Winnifred Wind | 136.4 | WIN7 | 7 | 22 | 6200 | 162 | 105 | Vestas | V162 | 2024 | 49.9221 | -111.0123
Alberta | Winnifred Wind | 136.4 | WIN8 | 8 | 22 | 6200 | 162 | 105 | Vestas | V162 | 2024 | 49.9283 | -111.0221
Alberta | Winnifred Wind | 136.4 | WIN9 | 9 | 22 | 6200 | 162 | 105 | Vestas | V162 | 2024 | 49.9427 | -111.0351
Alberta | Winnifred Wind | 136.4 | WIN10 | 10 | 22 | 6200 | 162 | 105 | Vestas | V162 | 2024 | 49.947 | -111.0419
Alberta | Winnifred Wind | 136.4 | WIN11 | 11 | 22 | 6200 | 162 | 105 | Vestas | V162 | 2024 | 49.9502 | -111.0471
Alberta | Winnifred Wind | 136.4 | WIN12 | 12 | 22 | 6200 | 162 | 105 | Vestas | V162 | 2024 | 49.9472 | -111.0643
Alberta | Winnifred Wind | 136.4 | WIN13 | 13 | 22 | 6200 | 162 | 105 | Vestas | V162 | 2024 | 49.9431 | -111.087
Alberta | Winnifred Wind | 136.4 | WIN14 | 14 | 22 | 6200 | 162 | 105 | Vestas | V162 | 2024 | 49.9369 | -111.1128
Alberta | Winnifred Wind | 136.4 | WIN15 | 15 | 22 | 6200 | 162 | 105 | Vestas | V162 | 2024 | 49.947 | -111.1235
Alberta | Winnifred Wind | 136.4 | WIN16 | 16 | 22 | 6200 | 162 | 105 | Vestas | V162 | 2024 | 49.9517 | -111.1238
Alberta | Winnifred Wind | 136.4 | WIN17 | 17 | 22 | 6200 | 162 | 105 | Vestas | V162 | 2024 | 49.9552 | -111.1259
Alberta | Winnifred Wind | 136.4 | WIN18 | 18 | 22 | 6200 | 162 | 105 | Vestas | V162 | 2024 | 49.9376 | -111.1353
Alberta | Winnifred Wind | 136.4 | WIN19 | 19 | 22 | 6200 | 162 | 105 | Vestas | V162 | 2024 | 49.9485 | -111.1568
Alberta | Winnifred Wind | 136.4 | WIN20 | 20 | 22 | 6200 | 162 | 105 | Vestas | V162 | 2024 | 49.9519 | -111.1607
Alberta | Winnifred Wind | 136.4 | WIN21 | 21 | 22 | 6200 | 162 | 105 | Vestas | V162 | 2024 | 49.9548 | -111.1697
Alberta | Winnifred Wind | 136.4 | WIN22 | 22 | 22 | 6200 | 162 | 105 | Vestas | V162 | 2024 | 49.9582 | -111.1727
Alberta | Wintering Hills | 88 | WIH1 | 1 | 55 | 1600 | 82.5 | 80 | General Electric | GE 1.6 XLE | 2011 | 51.255 | -112.6203
Alberta | Wintering Hills | 88 | WIH2 | 2 | 55 | 1600 | 82.5 | 80 | General Electric | GE 1.6 XLE | 2011 | 51.2535 | -112.6174
Alberta | Wintering Hills | 88 | WIH3 | 3 | 55 | 1600 | 82.5 | 80 | General Electric | GE 1.6 XLE | 2011 | 51.252 | -112.6122
Alberta | Wintering Hills | 88 | WIH4 | 4 | 55 | 1600 | 82.5 | 80 | General Electric | GE 1.6 XLE | 2011 | 51.2492 | -112.5876
Alberta | Wintering Hills | 88 | WIH5 | 5 | 55 | 1600 | 82.5 | 80 | General Electric | GE 1.6 XLE | 2011 | 51.245 | -112.5731
Alberta | Wintering Hills | 88 | WIH6 | 6 | 55 | 1600 | 82.5 | 80 | General Electric | GE 1.6 XLE | 2011 | 51.2574 | -112.5679
Alberta | Wintering Hills | 88 | WIH7 | 7 | 55 | 1600 | 82.5 | 80 | General Electric | GE 1.6 XLE | 2011 | 51.2553 | -112.5556
Alberta | Wintering Hills | 88 | WIH8 | 8 | 55 | 1600 | 82.5 | 80 | General Electric | GE 1.6 XLE | 2011 | 51.2486 | -112.551
Alberta | Wintering Hills | 88 | WIH9 | 9 | 55 | 1600 | 82.5 | 80 | General Electric | GE 1.6 XLE | 2011 | 51.2511 | -112.5499
Alberta | Wintering Hills | 88 | WIH10 | 10 | 55 | 1600 | 82.5 | 80 | General Electric | GE 1.6 XLE | 2011 | 51.2535 | -112.5471
Alberta | Wintering Hills | 88 | WIH11 | 11 | 55 | 1600 | 82.5 | 80 | General Electric | GE 1.6 XLE | 2011 | 51.2474 | -112.543
Alberta | Wintering Hills | 88 | WIH12 | 12 | 55 | 1600 | 82.5 | 80 | General Electric | GE 1.6 XLE | 2011 | 51.239 | -112.554
Alberta | Wintering Hills | 88 | WIH13 | 13 | 55 | 1600 | 82.5 | 80 | General Electric | GE 1.6 XLE | 2011 | 51.2434 | -112.5369
Alberta | Wintering Hills | 88 | WIH14 | 14 | 55 | 1600 | 82.5 | 80 | General Electric | GE 1.6 XLE | 2011 | 51.2474 | -112.5334
Alberta | Wintering Hills | 88 | WIH15 | 15 | 55 | 1600 | 82.5 | 80 | General Electric | GE 1.6 XLE | 2011 | 51.2445 | -112.5308
Alberta | Wintering Hills | 88 | WIH16 | 16 | 55 | 1600 | 82.5 | 80 | General Electric | GE 1.6 XLE | 2011 | 51.2431 | -112.5233
Alberta | Wintering Hills | 88 | WIH17 | 17 | 55 | 1600 | 82.5 | 80 | General Electric | GE 1.6 XLE | 2011 | 51.2333 | -112.6266
Alberta | Wintering Hills | 88 | WIH18 | 18 | 55 | 1600 | 82.5 | 80 | General Electric | GE 1.6 XLE | 2011 | 51.237 | -112.6074
Alberta | Wintering Hills | 88 | WIH19 | 19 | 55 | 1600 | 82.5 | 80 | General Electric | GE 1.6 XLE | 2011 | 51.2366 | -112.5737
Alberta | Wintering Hills | 88 | WIH20 | 20 | 55 | 1600 | 82.5 | 80 | General Electric | GE 1.6 XLE | 2011 | 51.2359 | -112.5807
Alberta | Wintering Hills | 88 | WIH21 | 21 | 55 | 1600 | 82.5 | 80 | General Electric | GE 1.6 XLE | 2011 | 51.2301 | -112.5855
Alberta | Wintering Hills | 88 | WIH22 | 22 | 55 | 1600 | 82.5 | 80 | General Electric | GE 1.6 XLE | 2011 | 51.2284 | -112.5669
Alberta | Wintering Hills | 88 | WIH23 | 23 | 55 | 1600 | 82.5 | 80 | General Electric | GE 1.6 XLE | 2011 | 51.2245 | -112.5851
Alberta | Wintering Hills | 88 | WIH24 | 24 | 55 | 1600 | 82.5 | 80 | General Electric | GE 1.6 XLE | 2011 | 51.2211 | -112.5779
Alberta | Wintering Hills | 88 | WIH25 | 25 | 55 | 1600 | 82.5 | 80 | General Electric | GE 1.6 XLE | 2011 | 51.2057 | -112.5993
Alberta | Wintering Hills | 88 | WIH26 | 26 | 55 | 1600 | 82.5 | 80 | General Electric | GE 1.6 XLE | 2011 | 51.2114 | -112.6001
Alberta | Wintering Hills | 88 | WIH27 | 27 | 55 | 1600 | 82.5 | 80 | General Electric | GE 1.6 XLE | 2011 | 51.2097 | -112.5644
Alberta | Wintering Hills | 88 | WIH28 | 28 | 55 | 1600 | 82.5 | 80 | General Electric | GE 1.6 XLE | 2011 | 51.2095 | -112.5566
Alberta | Wintering Hills | 88 | WIH29 | 29 | 55 | 1600 | 82.5 | 80 | General Electric | GE 1.6 XLE | 2011 | 51.2089 | -112.5431
Alberta | Wintering Hills | 88 | WIH30 | 30 | 55 | 1600 | 82.5 | 80 | General Electric | GE 1.6 XLE | 2011 | 51.2114 | -112.535
Alberta | Wintering Hills | 88 | WIH31 | 31 | 55 | 1600 | 82.5 | 80 | General Electric | GE 1.6 XLE | 2011 | 51.2056 | -112.539
Alberta | Wintering Hills | 88 | WIH32 | 32 | 55 | 1600 | 82.5 | 80 | General Electric | GE 1.6 XLE | 2011 | 51.2064 | -112.5612
Alberta | Wintering Hills | 88 | WIH33 | 33 | 55 | 1600 | 82.5 | 80 | General Electric | GE 1.6 XLE | 2011 | 51.2007 | -112.5526
Alberta | Wintering Hills | 88 | WIH34 | 34 | 55 | 1600 | 82.5 | 80 | General Electric | GE 1.6 XLE | 2011 | 51.1967 | -112.5563
Alberta | Wintering Hills | 88 | WIH35 | 35 | 55 | 1600 | 82.5 | 80 | General Electric | GE 1.6 XLE | 2011 | 51.1944 | -112.5664
Alberta | Wintering Hills | 88 | WIH36 | 36 | 55 | 1600 | 82.5 | 80 | General Electric | GE 1.6 XLE | 2011 | 51.2003 | -112.5618
Alberta | Wintering Hills | 88 | WIH37 | 37 | 55 | 1600 | 82.5 | 80 | General Electric | GE 1.6 XLE | 2011 | 51.192 | -112.5523
Alberta | Wintering Hills | 88 | WIH38 | 38 | 55 | 1600 | 82.5 | 80 | General Electric | GE 1.6 XLE | 2011 | 51.1863 | -112.5945
Alberta | Wintering Hills | 88 | WIH39 | 39 | 55 | 1600 | 82.5 | 80 | General Electric | GE 1.6 XLE | 2011 | 51.1863 | -112.5764
Alberta | Wintering Hills | 88 | WIH40 | 40 | 55 | 1600 | 82.5 | 80 | General Electric | GE 1.6 XLE | 2011 | 51.1856 | -112.5693
Alberta | Wintering Hills | 88 | WIH41 | 41 | 55 | 1600 | 82.5 | 80 | General Electric | GE 1.6 XLE | 2011 | 51.1766 | -112.5717
Alberta | Wintering Hills | 88 | WIH42 | 42 | 55 | 1600 | 82.5 | 80 | General Electric | GE 1.6 XLE | 2011 | 51.1778 | -112.5656
Alberta | Wintering Hills | 88 | WIH43 | 43 | 55 | 1600 | 82.5 | 80 | General Electric | GE 1.6 XLE | 2011 | 51.1734 | -112.5569
Alberta | Wintering Hills | 88 | WIH44 | 44 | 55 | 1600 | 82.5 | 80 | General Electric | GE 1.6 XLE | 2011 | 51.1789 | -112.5528
Alberta | Wintering Hills | 88 | WIH45 | 45 | 55 | 1600 | 82.5 | 80 | General Electric | GE 1.6 XLE | 2011 | 51.1799 | -112.5484
Alberta | Wintering Hills | 88 | WIH46 | 46 | 55 | 1600 | 82.5 | 80 | General Electric | GE 1.6 XLE | 2011 | 51.1812 | -112.5093
Alberta | Wintering Hills | 88 | WIH47 | 47 | 55 | 1600 | 82.5 | 80 | General Electric | GE 1.6 XLE | 2011 | 51.1814 | -112.4945
Alberta | Wintering Hills | 88 | WIH48 | 48 | 55 | 1600 | 82.5 | 80 | General Electric | GE 1.6 XLE | 2011 | 51.181 | -112.5033
Alberta | Wintering Hills | 88 | WIH49 | 49 | 55 | 1600 | 82.5 | 80 | General Electric | GE 1.6 XLE | 2011 | 51.1788 | -112.4966
Alberta | Wintering Hills | 88 | WIH50 | 50 | 55 | 1600 | 82.5 | 80 | General Electric | GE 1.6 XLE | 2011 | 51.1722 | -112.5006
Alberta | Wintering Hills | 88 | WIH51 | 51 | 55 | 1600 | 82.5 | 80 | General Electric | GE 1.6 XLE | 2011 | 51.1585 | -112.5476
Alberta | Wintering Hills | 88 | WIH52 | 52 | 55 | 1600 | 82.5 | 80 | General Electric | GE 1.6 XLE | 2011 | 51.1557 | -112.5417
Alberta | Wintering Hills | 88 | WIH53 | 53 | 55 | 1600 | 82.5 | 80 | General Electric | GE 1.6 XLE | 2011 | 51.1591 | -112.5342
Alberta | Wintering Hills | 88 | WIH54 | 54 | 55 | 1600 | 82.5 | 80 | General Electric | GE 1.6 XLE | 2011 | 51.1549 | -112.5328
Alberta | Wintering Hills | 88 | WIH55 | 55 | 55 | 1600 | 82.5 | 80 | General Electric | GE 1.6 XLE | 2011 | 51.1589 | -112.5264
British Columbia | Bear Mountain | 102 | BEA1 | 1 | 34 | 3000 | 82 | 78 | Enercon | E82-3.0 | 2009 | 55.6744 | -120.3997 | Blades replaced in 2012 (17) and 2013 (17)
British Columbia | Bear Mountain | 102 | BEA2 | 2 | 34 | 3000 | 82 | 78 | Enercon | E82-3.0 | 2009 | 55.6762 | -120.4005 | Blades replaced in 2012 (17) and 2013 (17)
British Columbia | Bear Mountain | 102 | BEA3 | 3 | 34 | 3000 | 82 | 78 | Enercon | E82-3.0 | 2009 | 55.6785 | -120.4016 | Blades replaced in 2012 (17) and 2013 (17)
British Columbia | Bear Mountain | 102 | BEA4 | 4 | 34 | 3000 | 82 | 78 | Enercon | E82-3.0 | 2009 | 55.6805 | -120.4031 | Blades replaced in 2012 (17) and 2013 (17)
British Columbia | Bear Mountain | 102 | BEA5 | 5 | 34 | 3000 | 82 | 78 | Enercon | E82-3.0 | 2009 | 55.6824 | -120.4049 | Blades replaced in 2012 (17) and 2013 (17)
British Columbia | Bear Mountain | 102 | BEA6 | 6 | 34 | 3000 | 82 | 78 | Enercon | E82-3.0 | 2009 | 55.6844 | -120.4067 | Blades replaced in 2012 (17) and 2013 (17)
British Columbia | Bear Mountain | 102 | BEA7 | 7 | 34 | 3000 | 82 | 78 | Enercon | E82-3.0 | 2009 | 55.6855 | -120.4083 | Blades replaced in 2012 (17) and 2013 (17)
British Columbia | Bear Mountain | 102 | BEA8 | 8 | 34 | 3000 | 82 | 78 | Enercon | E82-3.0 | 2009 | 55.6865 | -120.4099 | Blades replaced in 2012 (17) and 2013 (17)
British Columbia | Bear Mountain | 102 | BEA9 | 9 | 34 | 3000 | 82 | 78 | Enercon | E82-3.0 | 2009 | 55.6879 | -120.4121 | Blades replaced in 2012 (17) and 2013 (17)
British Columbia | Bear Mountain | 102 | BEA10 | 10 | 34 | 3000 | 82 | 78 | Enercon | E82-3.0 | 2009 | 55.6887 | -120.4159 | Blades replaced in 2012 (17) and 2013 (17)
British Columbia | Bear Mountain | 102 | BEA11 | 11 | 34 | 3000 | 82 | 78 | Enercon | E82-3.0 | 2009 | 55.6895 | -120.4181 | Blades replaced in 2012 (17) and 2013 (17)
British Columbia | Bear Mountain | 102 | BEA12 | 12 | 34 | 3000 | 82 | 78 | Enercon | E82-3.0 | 2009 | 55.6907 | -120.4214 | Blades replaced in 2012 (17) and 2013 (17)
British Columbia | Bear Mountain | 102 | BEA13 | 13 | 34 | 3000 | 82 | 78 | Enercon | E82-3.0 | 2009 | 55.6927 | -120.4216 | Blades replaced in 2012 (17) and 2013 (17)
British Columbia | Bear Mountain | 102 | BEA14 | 14 | 34 | 3000 | 82 | 78 | Enercon | E82-3.0 | 2009 | 55.694 | -120.4225 | Blades replaced in 2012 (17) and 2013 (17)
British Columbia | Bear Mountain | 102 | BEA15 | 15 | 34 | 3000 | 82 | 78 | Enercon | E82-3.0 | 2009 | 55.6956 | -120.4234 | Blades replaced in 2012 (17) and 2013 (17)
British Columbia | Bear Mountain | 102 | BEA16 | 16 | 34 | 3000 | 82 | 78 | Enercon | E82-3.0 | 2009 | 55.6975 | -120.4249 | Blades replaced in 2012 (17) and 2013 (17)
British Columbia | Bear Mountain | 102 | BEA17 | 17 | 34 | 3000 | 82 | 78 | Enercon | E82-3.0 | 2009 | 55.6984 | -120.428 | Blades replaced in 2012 (17) and 2013 (17)
British Columbia | Bear Mountain | 102 | BEA18 | 18 | 34 | 3000 | 82 | 78 | Enercon | E82-3.0 | 2009 | 55.7002 | -120.4302 | Blades replaced in 2012 (17) and 2013 (17)
British Columbia | Bear Mountain | 102 | BEA19 | 19 | 34 | 3000 | 82 | 78 | Enercon | E82-3.0 | 2009 | 55.7017 | -120.4301 | Blades replaced in 2012 (17) and 2013 (17)
British Columbia | Bear Mountain | 102 | BEA20 | 20 | 34 | 3000 | 82 | 78 | Enercon | E82-3.0 | 2009 | 55.7033 | -120.4294 | Blades replaced in 2012 (17) and 2013 (17)
British Columbia | Bear Mountain | 102 | BEA21 | 21 | 34 | 3000 | 82 | 78 | Enercon | E82-3.0 | 2009 | 55.7044 | -120.4286 | Blades replaced in 2012 (17) and 2013 (17)
British Columbia | Bear Mountain | 102 | BEA22 | 22 | 34 | 3000 | 82 | 78 | Enercon | E82-3.0 | 2009 | 55.7059 | -120.4288 | Blades replaced in 2012 (17) and 2013 (17)
British Columbia | Bear Mountain | 102 | BEA23 | 23 | 34 | 3000 | 82 | 78 | Enercon | E82-3.0 | 2009 | 55.7074 | -120.429 | Blades replaced in 2012 (17) and 2013 (17)
British Columbia | Bear Mountain | 102 | BEA24 | 24 | 34 | 3000 | 82 | 78 | Enercon | E82-3.0 | 2009 | 55.7089 | -120.4298 | Blades replaced in 2012 (17) and 2013 (17)
British Columbia | Bear Mountain | 102 | BEA25 | 25 | 34 | 3000 | 82 | 78 | Enercon | E82-3.0 | 2009 | 55.7103 | -120.4306 | Blades replaced in 2012 (17) and 2013 (17)
British Columbia | Bear Mountain | 102 | BEA26 | 26 | 34 | 3000 | 82 | 78 | Enercon | E82-3.0 | 2009 | 55.7147 | -120.4342 | Blades replaced in 2012 (17) and 2013 (17)
British Columbia | Bear Mountain | 102 | BEA27 | 27 | 34 | 3000 | 82 | 78 | Enercon | E82-3.0 | 2009 | 55.7158 | -120.4351 | Blades replaced in 2012 (17) and 2013 (17)
British Columbia | Bear Mountain | 102 | BEA28 | 28 | 34 | 3000 | 82 | 78 | Enercon | E82-3.0 | 2009 | 55.717 | -120.436 | Blades replaced in 2012 (17) and 2013 (17)
British Columbia | Bear Mountain | 102 | BEA29 | 29 | 34 | 3000 | 82 | 78 | Enercon | E82-3.0 | 2009 | 55.7181 | -120.4369 | Blades replaced in 2012 (17) and 2013 (17)
British Columbia | Bear Mountain | 102 | BEA30 | 30 | 34 | 3000 | 82 | 78 | Enercon | E82-3.0 | 2009 | 55.7195 | -120.4381 | Blades replaced in 2012 (17) and 2013 (17)
British Columbia | Bear Mountain | 102 | BEA31 | 31 | 34 | 3000 | 82 | 78 | Enercon | E82-3.0 | 2009 | 55.7206 | -120.4397 | Blades replaced in 2012 (17) and 2013 (17)
British Columbia | Bear Mountain | 102 | BEA32 | 32 | 34 | 3000 | 82 | 78 | Enercon | E82-3.0 | 2009 | 55.7217 | -120.4407 | Blades replaced in 2012 (17) and 2013 (17)
British Columbia | Bear Mountain | 102 | BEA33 | 33 | 34 | 3000 | 82 | 78 | Enercon | E82-3.0 | 2009 | 55.723 | -120.4418 | Blades replaced in 2012 (17) and 2013 (17)
British Columbia | Bear Mountain | 102 | BEA34 | 34 | 34 | 3000 | 82 | 78 | Enercon | E82-3.0 | 2009 | 55.7242 | -120.4427 | Blades replaced in 2012 (17) and 2013 (17)
British Columbia | Cape Scott | 99 | CSC1 | 1 | 55 | 1800 | 100 | 80 | Vestas | V100-1.8 | 2013 | 50.7522 | -128.0662
British Columbia | Cape Scott | 99 | CSC2 | 2 | 55 | 1800 | 100 | 80 | Vestas | V100-1.8 | 2013 | 50.7517 | -128.0695
British Columbia | Cape Scott | 99 | CSC3 | 3 | 55 | 1800 | 100 | 80 | Vestas | V100-1.8 | 2013 | 50.7521 | -128.0749
British Columbia | Cape Scott | 99 | CSC4 | 4 | 55 | 1800 | 100 | 80 | Vestas | V100-1.8 | 2013 | 50.7577 | -128.0754
British Columbia | Cape Scott | 99 | CSC5 | 5 | 55 | 1800 | 100 | 80 | Vestas | V100-1.8 | 2013 | 50.7607 | -128.0717
British Columbia | Cape Scott | 99 | CSC6 | 6 | 55 | 1800 | 100 | 80 | Vestas | V100-1.8 | 2013 | 50.7609 | -128.0684
British Columbia | Cape Scott | 99 | CSC7 | 7 | 55 | 1800 | 100 | 80 | Vestas | V100-1.8 | 2013 | 50.7617 | -128.0643
British Columbia | Cape Scott | 99 | CSC8 | 8 | 55 | 1800 | 100 | 80 | Vestas | V100-1.8 | 2013 | 50.7645 | -128.0571
British Columbia | Cape Scott | 99 | CSC9 | 9 | 55 | 1800 | 100 | 80 | Vestas | V100-1.8 | 2013 | 50.7689 | -128.0548
British Columbia | Cape Scott | 99 | CSC10 | 10 | 55 | 1800 | 100 | 80 | Vestas | V100-1.8 | 2013 | 50.7702 | -128.0508
British Columbia | Cape Scott | 99 | CSC11 | 11 | 55 | 1800 | 100 | 80 | Vestas | V100-1.8 | 2013 | 50.7697 | -128.0455
British Columbia | Cape Scott | 99 | CSC12 | 12 | 55 | 1800 | 100 | 80 | Vestas | V100-1.8 | 2013 | 50.7591 | -128.0543
British Columbia | Cape Scott | 99 | CSC13 | 13 | 55 | 1800 | 100 | 80 | Vestas | V100-1.8 | 2013 | 50.7597 | -128.0518
British Columbia | Cape Scott | 99 | CSC14 | 14 | 55 | 1800 | 100 | 80 | Vestas | V100-1.8 | 2013 | 50.7605 | -128.0484
British Columbia | Cape Scott | 99 | CSC15 | 15 | 55 | 1800 | 100 | 80 | Vestas | V100-1.8 | 2013 | 50.7614 | -128.0457
British Columbia | Cape Scott | 99 | CSC16 | 16 | 55 | 1800 | 100 | 80 | Vestas | V100-1.8 | 2013 | 50.7625 | -128.0416
British Columbia | Cape Scott | 99 | CSC17 | 17 | 55 | 1800 | 100 | 80 | Vestas | V100-1.8 | 2013 | 50.7715 | -128.0372
British Columbia | Cape Scott | 99 | CSC18 | 18 | 55 | 1800 | 100 | 80 | Vestas | V100-1.8 | 2013 | 50.7731 | -128.031
British Columbia | Cape Scott | 99 | CSC19 | 19 | 55 | 1800 | 100 | 80 | Vestas | V100-1.8 | 2013 | 50.7743 | -128.0269
British Columbia | Cape Scott | 99 | CSC20 | 20 | 55 | 1800 | 100 | 80 | Vestas | V100-1.8 | 2013 | 50.7624 | -128.0194
British Columbia | Cape Scott | 99 | CSC21 | 21 | 55 | 1800 | 100 | 80 | Vestas | V100-1.8 | 2013 | 50.76 | -128.0226
British Columbia | Cape Scott | 99 | CSC22 | 22 | 55 | 1800 | 100 | 80 | Vestas | V100-1.8 | 2013 | 50.7552 | -128.0188
British Columbia | Cape Scott | 99 | CSC23 | 23 | 55 | 1800 | 100 | 80 | Vestas | V100-1.8 | 2013 | 50.7489 | -128.0208
British Columbia | Cape Scott | 99 | CSC24 | 24 | 55 | 1800 | 100 | 80 | Vestas | V100-1.8 | 2013 | 50.7476 | -128.0236
British Columbia | Cape Scott | 99 | CSC25 | 25 | 55 | 1800 | 100 | 80 | Vestas | V100-1.8 | 2013 | 50.7465 | -128.0263
British Columbia | Cape Scott | 99 | CSC26 | 26 | 55 | 1800 | 100 | 80 | Vestas | V100-1.8 | 2013 | 50.7455 | -128.0293
British Columbia | Cape Scott | 99 | CSC27 | 27 | 55 | 1800 | 100 | 80 | Vestas | V100-1.8 | 2013 | 50.7397 | -128.0274
British Columbia | Cape Scott | 99 | CSC28 | 28 | 55 | 1800 | 100 | 80 | Vestas | V100-1.8 | 2013 | 50.7388 | -128.03
British Columbia | Cape Scott | 99 | CSC29 | 29 | 55 | 1800 | 100 | 80 | Vestas | V100-1.8 | 2013 | 50.7622 | -128.0154
British Columbia | Cape Scott | 99 | CSC30 | 30 | 55 | 1800 | 100 | 80 | Vestas | V100-1.8 | 2013 | 50.7616 | -128.009
British Columbia | Cape Scott | 99 | CSC31 | 31 | 55 | 1800 | 100 | 80 | Vestas | V100-1.8 | 2013 | 50.7625 | -128.0059
British Columbia | Cape Scott | 99 | CSC32 | 32 | 55 | 1800 | 100 | 80 | Vestas | V100-1.8 | 2013 | 50.7653 | -128.002
British Columbia | Cape Scott | 99 | CSC33 | 33 | 55 | 1800 | 100 | 80 | Vestas | V100-1.8 | 2013 | 50.7669 | -127.9987
British Columbia | Cape Scott | 99 | CSC34 | 34 | 55 | 1800 | 100 | 80 | Vestas | V100-1.8 | 2013 | 50.7678 | -127.9945
British Columbia | Cape Scott | 99 | CSC35 | 35 | 55 | 1800 | 100 | 80 | Vestas | V100-1.8 | 2013 | 50.7765 | -128.0215
British Columbia | Cape Scott | 99 | CSC36 | 36 | 55 | 1800 | 100 | 80 | Vestas | V100-1.8 | 2013 | 50.7776 | -128.0153
British Columbia | Cape Scott | 99 | CSC37 | 37 | 55 | 1800 | 100 | 80 | Vestas | V100-1.8 | 2013 | 50.7756 | -128.0543
British Columbia | Cape Scott | 99 | CSC38 | 38 | 55 | 1800 | 100 | 80 | Vestas | V100-1.8 | 2013 | 50.7778 | -128.0495
British Columbia | Cape Scott | 99 | CSC39 | 39 | 55 | 1800 | 100 | 80 | Vestas | V100-1.8 | 2013 | 50.7777 | -128.0404
British Columbia | Cape Scott | 99 | CSC40 | 40 | 55 | 1800 | 100 | 80 | Vestas | V100-1.8 | 2013 | 50.7797 | -128.0371
British Columbia | Cape Scott | 99 | CSC41 | 41 | 55 | 1800 | 100 | 80 | Vestas | V100-1.8 | 2013 | 50.7813 | -128.0331
British Columbia | Cape Scott | 99 | CSC42 | 42 | 55 | 1800 | 100 | 80 | Vestas | V100-1.8 | 2013 | 50.783 | -128.0306
British Columbia | Cape Scott | 99 | CSC43 | 43 | 55 | 1800 | 100 | 80 | Vestas | V100-1.8 | 2013 | 50.7835 | -128.0251
British Columbia | Cape Scott | 99 | CSC44 | 44 | 55 | 1800 | 100 | 80 | Vestas | V100-1.8 | 2013 | 50.7845 | -128.0198
British Columbia | Cape Scott | 99 | CSC45 | 45 | 55 | 1800 | 100 | 80 | Vestas | V100-1.8 | 2013 | 50.7853 | -128.0155
British Columbia | Cape Scott | 99 | CSC46 | 46 | 55 | 1800 | 100 | 80 | Vestas | V100-1.8 | 2013 | 50.7867 | -128.0118
British Columbia | Cape Scott | 99 | CSC47 | 47 | 55 | 1800 | 100 | 80 | Vestas | V100-1.8 | 2013 | 50.7864 | -128.0074
British Columbia | Cape Scott | 99 | CSC48 | 48 | 55 | 1800 | 100 | 80 | Vestas | V100-1.8 | 2013 | 50.7913 | -128.0316
British Columbia | Cape Scott | 99 | CSC49 | 49 | 55 | 1800 | 100 | 80 | Vestas | V100-1.8 | 2013 | 50.7921 | -128.0256
British Columbia | Cape Scott | 99 | CSC50 | 50 | 55 | 1800 | 100 | 80 | Vestas | V100-1.8 | 2013 | 50.7925 | -128.0195
British Columbia | Cape Scott | 99 | CSC51 | 51 | 55 | 1800 | 100 | 80 | Vestas | V100-1.8 | 2013 | 50.793 | -128.0145
British Columbia | Cape Scott | 99 | CSC52 | 52 | 55 | 1800 | 100 | 80 | Vestas | V100-1.8 | 2013 | 50.7906 | -128.008
British Columbia | Cape Scott | 99 | CSC53 | 53 | 55 | 1800 | 100 | 80 | Vestas | V100-1.8 | 2013 | 50.7928 | -128.0038
British Columbia | Cape Scott | 99 | CSC54 | 54 | 55 | 1800 | 100 | 80 | Vestas | V100-1.8 | 2013 | 50.794 | -128.0004
British Columbia | Cape Scott | 99 | CSC55 | 55 | 55 | 1800 | 100 | 80 | Vestas | V100-1.8 | 2013 | 50.7555 | -128.0142
British Columbia | Dokie Ridge Wind Farm | 144 | DOK1 | 1 | 48 | 3000 | 90 | 80 | Vestas | V90-3.0 | 2011 | 55.7744 | -122.2749
British Columbia | Dokie Ridge Wind Farm | 144 | DOK2 | 2 | 48 | 3000 | 90 | 80 | Vestas | V90-3.0 | 2011 | 55.7756 | -122.2768
British Columbia | Dokie Ridge Wind Farm | 144 | DOK3 | 3 | 48 | 3000 | 90 | 80 | Vestas | V90-3.0 | 2011 | 55.7773 | -122.2783
British Columbia | Dokie Ridge Wind Farm | 144 | DOK4 | 4 | 48 | 3000 | 90 | 80 | Vestas | V90-3.0 | 2011 | 55.7787 | -122.2798
British Columbia | Dokie Ridge Wind Farm | 144 | DOK5 | 5 | 48 | 3000 | 90 | 80 | Vestas | V90-3.0 | 2011 | 55.7804 | -122.2813
British Columbia | Dokie Ridge Wind Farm | 144 | DOK6 | 6 | 48 | 3000 | 90 | 80 | Vestas | V90-3.0 | 2011 | 55.7819 | -122.2824
British Columbia | Dokie Ridge Wind Farm | 144 | DOK7 | 7 | 48 | 3000 | 90 | 80 | Vestas | V90-3.0 | 2011 | 55.7835 | -122.284
British Columbia | Dokie Ridge Wind Farm | 144 | DOK8 | 8 | 48 | 3000 | 90 | 80 | Vestas | V90-3.0 | 2011 | 55.7848 | -122.2856
British Columbia | Dokie Ridge Wind Farm | 144 | DOK9 | 9 | 48 | 3000 | 90 | 80 | Vestas | V90-3.0 | 2011 | 55.7874 | -122.2865
British Columbia | Dokie Ridge Wind Farm | 144 | DOK10 | 10 | 48 | 3000 | 90 | 80 | Vestas | V90-3.0 | 2011 | 55.7898 | -122.2876
British Columbia | Dokie Ridge Wind Farm | 144 | DOK11 | 11 | 48 | 3000 | 90 | 80 | Vestas | V90-3.0 | 2011 | 55.7914 | -122.2883
British Columbia | Dokie Ridge Wind Farm | 144 | DOK12 | 12 | 48 | 3000 | 90 | 80 | Vestas | V90-3.0 | 2011 | 55.7932 | -122.2889
British Columbia | Dokie Ridge Wind Farm | 144 | DOK13 | 13 | 48 | 3000 | 90 | 80 | Vestas | V90-3.0 | 2011 | 55.7959 | -122.29
British Columbia | Dokie Ridge Wind Farm | 144 | DOK14 | 14 | 48 | 3000 | 90 | 80 | Vestas | V90-3.0 | 2011 | 55.7985 | -122.2913
British Columbia | Dokie Ridge Wind Farm | 144 | DOK15 | 15 | 48 | 3000 | 90 | 80 | Vestas | V90-3.0 | 2011 | 55.8007 | -122.2923
British Columbia | Dokie Ridge Wind Farm | 144 | DOK16 | 16 | 48 | 3000 | 90 | 80 | Vestas | V90-3.0 | 2011 | 55.7961 | -122.2235
British Columbia | Dokie Ridge Wind Farm | 144 | DOK17 | 17 | 48 | 3000 | 90 | 80 | Vestas | V90-3.0 | 2011 | 55.7977 | -122.2259
British Columbia | Dokie Ridge Wind Farm | 144 | DOK18 | 18 | 48 | 3000 | 90 | 80 | Vestas | V90-3.0 | 2011 | 55.7996 | -122.2273
British Columbia | Dokie Ridge Wind Farm | 144 | DOK19 | 19 | 48 | 3000 | 90 | 80 | Vestas | V90-3.0 | 2011 | 55.8007 | -122.2294
British Columbia | Dokie Ridge Wind Farm | 144 | DOK20 | 20 | 48 | 3000 | 90 | 80 | Vestas | V90-3.0 | 2011 | 55.8025 | -122.2308
British Columbia | Dokie Ridge Wind Farm | 144 | DOK21 | 21 | 48 | 3000 | 90 | 80 | Vestas | V90-3.0 | 2011 | 55.8043 | -122.2336
British Columbia | Dokie Ridge Wind Farm | 144 | DOK22 | 22 | 48 | 3000 | 90 | 80 | Vestas | V90-3.0 | 2011 | 55.8056 | -122.236
British Columbia | Dokie Ridge Wind Farm | 144 | DOK23 | 23 | 48 | 3000 | 90 | 80 | Vestas | V90-3.0 | 2011 | 55.8067 | -122.2389
British Columbia | Dokie Ridge Wind Farm | 144 | DOK24 | 24 | 48 | 3000 | 90 | 80 | Vestas | V90-3.0 | 2011 | 55.8082 | -122.2403
British Columbia | Dokie Ridge Wind Farm | 144 | DOK25 | 25 | 48 | 3000 | 90 | 80 | Vestas | V90-3.0 | 2011 | 55.8095 | -122.2424
British Columbia | Dokie Ridge Wind Farm | 144 | DOK26 | 26 | 48 | 3000 | 90 | 80 | Vestas | V90-3.0 | 2011 | 55.8106 | -122.2449
British Columbia | Dokie Ridge Wind Farm | 144 | DOK27 | 27 | 48 | 3000 | 90 | 80 | Vestas | V90-3.0 | 2011 | 55.8117 | -122.2474
British Columbia | Dokie Ridge Wind Farm | 144 | DOK28 | 28 | 48 | 3000 | 90 | 80 | Vestas | V90-3.0 | 2011 | 55.8136 | -122.2492
British Columbia | Dokie Ridge Wind Farm | 144 | DOK29 | 29 | 48 | 3000 | 90 | 80 | Vestas | V90-3.0 | 2011 | 55.8148 | -122.2513
British Columbia | Dokie Ridge Wind Farm | 144 | DOK30 | 30 | 48 | 3000 | 90 | 80 | Vestas | V90-3.0 | 2011 | 55.8163 | -122.2533
British Columbia | Dokie Ridge Wind Farm | 144 | DOK31 | 31 | 48 | 3000 | 90 | 80 | Vestas | V90-3.0 | 2011 | 55.8177 | -122.2559
British Columbia | Dokie Ridge Wind Farm | 144 | DOK32 | 32 | 48 | 3000 | 90 | 80 | Vestas | V90-3.0 | 2011 | 55.8186 | -122.2584
British Columbia | Dokie Ridge Wind Farm | 144 | DOK33 | 33 | 48 | 3000 | 90 | 80 | Vestas | V90-3.0 | 2011 | 55.8191 | -122.2614
British Columbia | Dokie Ridge Wind Farm | 144 | DOK34 | 34 | 48 | 3000 | 90 | 80 | Vestas | V90-3.0 | 2011 | 55.8196 | -122.2643
British Columbia | Dokie Ridge Wind Farm | 144 | DOK35 | 35 | 48 | 3000 | 90 | 80 | Vestas | V90-3.0 | 2011 | 55.8202 | -122.2676
British Columbia | Dokie Ridge Wind Farm | 144 | DOK36 | 36 | 48 | 3000 | 90 | 80 | Vestas | V90-3.0 | 2011 | 55.8208 | -122.27
British Columbia | Dokie Ridge Wind Farm | 144 | DOK37 | 37 | 48 | 3000 | 90 | 80 | Vestas | V90-3.0 | 2011 | 55.8216 | -122.2726
British Columbia | Dokie Ridge Wind Farm | 144 | DOK38 | 38 | 48 | 3000 | 90 | 80 | Vestas | V90-3.0 | 2011 | 55.8221 | -122.2763
British Columbia | Dokie Ridge Wind Farm | 144 | DOK39 | 39 | 48 | 3000 | 90 | 80 | Vestas | V90-3.0 | 2011 | 55.824 | -122.2784
British Columbia | Dokie Ridge Wind Farm | 144 | DOK40 | 40 | 48 | 3000 | 90 | 80 | Vestas | V90-3.0 | 2011 | 55.8256 | -122.2806
British Columbia | Dokie Ridge Wind Farm | 144 | DOK41 | 41 | 48 | 3000 | 90 | 80 | Vestas | V90-3.0 | 2011 | 55.8271 | -122.283
British Columbia | Dokie Ridge Wind Farm | 144 | DOK42 | 42 | 48 | 3000 | 90 | 80 | Vestas | V90-3.0 | 2011 | 55.8291 | -122.2846
British Columbia | Dokie Ridge Wind Farm | 144 | DOK43 | 43 | 48 | 3000 | 90 | 80 | Vestas | V90-3.0 | 2011 | 55.8303 | -122.287
British Columbia | Dokie Ridge Wind Farm | 144 | DOK44 | 44 | 48 | 3000 | 90 | 80 | Vestas | V90-3.0 | 2011 | 55.8315 | -122.2895
British Columbia | Dokie Ridge Wind Farm | 144 | DOK45 | 45 | 48 | 3000 | 90 | 80 | Vestas | V90-3.0 | 2011 | 55.8333 | -122.2926
British Columbia | Dokie Ridge Wind Farm | 144 | DOK46 | 46 | 48 | 3000 | 90 | 80 | Vestas | V90-3.0 | 2011 | 55.8345 | -122.2948
British Columbia | Dokie Ridge Wind Farm | 144 | DOK47 | 47 | 48 | 3000 | 90 | 80 | Vestas | V90-3.0 | 2011 | 55.8352 | -122.2973
British Columbia | Dokie Ridge Wind Farm | 144 | DOK48 | 48 | 48 | 3000 | 90 | 80 | Vestas | V90-3.0 | 2011 | 55.8364 | -122.299
British Columbia | Grouse Mountain | 1.5 | GMT1 | 1 | 1 | 1500 | 77 | 65 | Leitwind | LTW77-1.5 | 2010 | 49.3874 | -123.074
British Columbia | Meikle | 179 | MEI1 | 1 | 61 | 2750 | 120 | 110 | General Electric | GE 2.75-120 | 2017 | 55.2838 | -121.4243
British Columbia | Meikle | 179 | MEI2 | 2 | 61 | 2750 | 120 | 110 | General Electric | GE 2.75-120 | 2017 | 55.2857 | -121.4272
British Columbia | Meikle | 179 | MEI3 | 3 | 61 | 2750 | 120 | 110 | General Electric | GE 2.75-120 | 2017 | 55.2871 | -121.43
British Columbia | Meikle | 179 | MEI4 | 4 | 61 | 2750 | 120 | 110 | General Electric | GE 2.75-120 | 2017 | 55.2874 | -121.4335
British Columbia | Meikle | 179 | MEI5 | 5 | 61 | 2750 | 120 | 110 | General Electric | GE 2.75-120 | 2017 | 55.2898 | -121.4367
British Columbia | Meikle | 179 | MEI6 | 6 | 61 | 2750 | 120 | 110 | General Electric | GE 2.75-120 | 2017 | 55.2905 | -121.4406
British Columbia | Meikle | 179 | MEI7 | 7 | 61 | 2750 | 120 | 110 | General Electric | GE 2.75-120 | 2017 | 55.2913 | -121.4441
British Columbia | Meikle | 179 | MEI8 | 8 | 61 | 2750 | 120 | 110 | General Electric | GE 2.75-120 | 2017 | 55.2921 | -121.4476
British Columbia | Meikle | 179 | MEI9 | 9 | 61 | 2750 | 120 | 110 | General Electric | GE 2.75-120 | 2017 | 55.2935 | -121.4497
British Columbia | Meikle | 179 | MEI10 | 10 | 61 | 2750 | 120 | 110 | General Electric | GE 2.75-120 | 2017 | 55.2945 | -121.4542
British Columbia | Meikle | 179 | MEI11 | 11 | 61 | 2750 | 120 | 110 | General Electric | GE 2.75-120 | 2017 | 55.2957 | -121.4573
British Columbia | Meikle | 179 | MEI12 | 12 | 61 | 2750 | 120 | 110 | General Electric | GE 2.75-120 | 2017 | 55.2967 | -121.4607
British Columbia | Meikle | 179 | MEI13 | 13 | 61 | 2750 | 120 | 110 | General Electric | GE 2.75-120 | 2017 | 55.2979 | -121.4638
British Columbia | Meikle | 179 | MEI14 | 14 | 61 | 2750 | 120 | 110 | General Electric | GE 2.75-120 | 2017 | 55.2994 | -121.4664
British Columbia | Meikle | 179 | MEI15 | 15 | 61 | 2750 | 120 | 110 | General Electric | GE 2.75-120 | 2017 | 55.2729 | -121.4364
British Columbia | Meikle | 179 | MEI16 | 16 | 61 | 2750 | 120 | 110 | General Electric | GE 2.75-120 | 2017 | 55.2738 | -121.44
British Columbia | Meikle | 179 | MEI17 | 17 | 61 | 2750 | 120 | 110 | General Electric | GE 2.75-120 | 2017 | 55.2745 | -121.4439
British Columbia | Meikle | 179 | MEI18 | 18 | 61 | 2750 | 120 | 110 | General Electric | GE 2.75-120 | 2017 | 55.2759 | -121.4465
British Columbia | Meikle | 179 | MEI19 | 19 | 61 | 2750 | 120 | 110 | General Electric | GE 2.75-120 | 2017 | 55.278 | -121.4478
British Columbia | Meikle | 179 | MEI20 | 20 | 61 | 2750 | 120 | 110 | General Electric | GE 2.75-120 | 2017 | 55.2793 | -121.4521
British Columbia | Meikle | 179 | MEI21 | 21 | 61 | 2750 | 120 | 110 | General Electric | GE 2.75-120 | 2017 | 55.2819 | -121.4525
British Columbia | Meikle | 179 | MEI22 | 22 | 61 | 2750 | 120 | 110 | General Electric | GE 2.75-120 | 2017 | 55.2824 | -121.4563
British Columbia | Meikle | 179 | MEI23 | 23 | 61 | 2750 | 120 | 110 | General Electric | GE 2.75-120 | 2017 | 55.2826 | -121.4595
British Columbia | Meikle | 179 | MEI24 | 24 | 61 | 2750 | 120 | 110 | General Electric | GE 2.75-120 | 2017 | 55.2835 | -121.464
British Columbia | Meikle | 179 | MEI25 | 25 | 61 | 2750 | 120 | 110 | General Electric | GE 2.75-120 | 2017 | 55.2846 | -121.4676
British Columbia | Meikle | 179 | MEI26 | 26 | 61 | 2750 | 120 | 110 | General Electric | GE 2.75-120 | 2017 | 55.2854 | -121.4712
British Columbia | Meikle | 179 | MEI27 | 27 | 61 | 3200 | 103 | 100 | General Electric | GE 3.2-103 | 2017 | 55.2625 | -121.4343
British Columbia | Meikle | 179 | MEI28 | 28 | 61 | 3200 | 103 | 100 | General Electric | GE 3.2-103 | 2017 | 55.2625 | -121.4377
British Columbia | Meikle | 179 | MEI29 | 29 | 61 | 3200 | 103 | 100 | General Electric | GE 3.2-103 | 2017 | 55.2631 | -121.4414
British Columbia | Meikle | 179 | MEI30 | 30 | 61 | 3200 | 103 | 100 | General Electric | GE 3.2-103 | 2017 | 55.2636 | -121.4448
British Columbia | Meikle | 179 | MEI31 | 31 | 61 | 3200 | 103 | 100 | General Electric | GE 3.2-103 | 2017 | 55.2643 | -121.4487
British Columbia | Meikle | 179 | MEI32 | 32 | 61 | 3200 | 103 | 100 | General Electric | GE 3.2-103 | 2017 | 55.2667 | -121.4527
British Columbia | Meikle | 179 | MEI33 | 33 | 61 | 3200 | 103 | 100 | General Electric | GE 3.2-103 | 2017 | 55.2673 | -121.4555
British Columbia | Meikle | 179 | MEI34 | 34 | 61 | 3200 | 103 | 100 | General Electric | GE 3.2-103 | 2017 | 55.2684 | -121.4588
British Columbia | Meikle | 179 | MEI35 | 35 | 61 | 3200 | 103 | 100 | General Electric | GE 3.2-103 | 2017 | 55.2692 | -121.4618
British Columbia | Meikle | 179 | MEI36 | 36 | 61 | 3200 | 103 | 100 | General Electric | GE 3.2-103 | 2017 | 55.2708 | -121.4656
British Columbia | Meikle | 179 | MEI37 | 37 | 61 | 3200 | 103 | 100 | General Electric | GE 3.2-103 | 2017 | 55.2717 | -121.4686
British Columbia | Meikle | 179 | MEI38 | 38 | 61 | 3200 | 103 | 100 | General Electric | GE 3.2-103 | 2017 | 55.2732 | -121.4717
British Columbia | Meikle | 179 | MEI39 | 39 | 61 | 3200 | 103 | 100 | General Electric | GE 3.2-103 | 2017 | 55.2753 | -121.4728
British Columbia | Meikle | 179 | MEI40 | 40 | 61 | 3200 | 103 | 100 | General Electric | GE 3.2-103 | 2017 | 55.2766 | -121.4758
British Columbia | Meikle | 179 | MEI41 | 41 | 61 | 3200 | 103 | 100 | General Electric | GE 3.2-103 | 2017 | 55.2783 | -121.4777
British Columbia | Meikle | 179 | MEI42 | 42 | 61 | 3200 | 103 | 100 | General Electric | GE 3.2-103 | 2017 | 55.2789 | -121.4813
British Columbia | Meikle | 179 | MEI43 | 43 | 61 | 3200 | 103 | 100 | General Electric | GE 3.2-103 | 2017 | 55.28 | -121.485
British Columbia | Meikle | 179 | MEI44 | 44 | 61 | 3200 | 103 | 100 | General Electric | GE 3.2-103 | 2017 | 55.2808 | -121.4882
British Columbia | Meikle | 179 | MEI45 | 45 | 61 | 3200 | 103 | 100 | General Electric | GE 3.2-103 | 2017 | 55.282 | -121.4913
British Columbia | Meikle | 179 | MEI46 | 46 | 61 | 3200 | 103 | 100 | General Electric | GE 3.2-103 | 2017 | 55.284 | -121.493
British Columbia | Meikle | 179 | MEI47 | 47 | 61 | 3200 | 103 | 100 | General Electric | GE 3.2-103 | 2017 | 55.2848 | -121.4964
British Columbia | Meikle | 179 | MEI48 | 48 | 61 | 3200 | 103 | 100 | General Electric | GE 3.2-103 | 2017 | 55.2782 | -121.499
British Columbia | Meikle | 179 | MEI49 | 49 | 61 | 3200 | 103 | 100 | General Electric | GE 3.2-103 | 2017 | 55.2796 | -121.5008
British Columbia | Meikle | 179 | MEI50 | 50 | 61 | 3200 | 103 | 100 | General Electric | GE 3.2-103 | 2017 | 55.2814 | -121.503
British Columbia | Meikle | 179 | MEI51 | 51 | 61 | 3200 | 103 | 100 | General Electric | GE 3.2-103 | 2017 | 55.2808 | -121.5082
British Columbia | Meikle | 179 | MEI52 | 52 | 61 | 3200 | 103 | 100 | General Electric | GE 3.2-103 | 2017 | 55.2813 | -121.5112
British Columbia | Meikle | 179 | MEI53 | 53 | 61 | 3200 | 103 | 100 | General Electric | GE 3.2-103 | 2017 | 55.283 | -121.5135
British Columbia | Meikle | 179 | MEI54 | 54 | 61 | 3200 | 103 | 100 | General Electric | GE 3.2-103 | 2017 | 55.2848 | -121.5153
British Columbia | Meikle | 179 | MEI55 | 55 | 61 | 3200 | 103 | 100 | General Electric | GE 3.2-103 | 2017 | 55.2859 | -121.4998
British Columbia | Meikle | 179 | MEI56 | 56 | 61 | 3200 | 103 | 100 | General Electric | GE 3.2-103 | 2017 | 55.2864 | -121.5044
British Columbia | Meikle | 179 | MEI57 | 57 | 61 | 3200 | 103 | 100 | General Electric | GE 3.2-103 | 2017 | 55.2883 | -121.5052
British Columbia | Meikle | 179 | MEI58 | 58 | 61 | 3200 | 103 | 100 | General Electric | GE 3.2-103 | 2017 | 55.2906 | -121.5073
British Columbia | Meikle | 179 | MEI59 | 59 | 61 | 3200 | 103 | 100 | General Electric | GE 3.2-103 | 2017 | 55.2922 | -121.509
British Columbia | Meikle | 179 | MEI60 | 60 | 61 | 3200 | 103 | 100 | General Electric | GE 3.2-103 | 2017 | 55.294 | -121.5118
British Columbia | Meikle | 179 | MEI61 | 61 | 61 | 3200 | 103 | 100 | General Electric | GE 3.2-103 | 2017 | 55.296 | -121.5137
British Columbia | Moose Lake | 15 | MOL1 | 1 | 4 | 3750 | 141 | 99 | Enercon | E126-4.2 | 2019 | 55.2929 | -121.2791 | Turbine derated from 4.2 MW
British Columbia | Moose Lake | 15 | MOL2 | 2 | 4 | 3750 | 141 | 99 | Enercon | E126-4.2 | 2019 | 55.2904 | -121.2757 | Turbine derated from 4.2 MW
British Columbia | Moose Lake | 15 | MOL3 | 3 | 4 | 3750 | 141 | 99 | Enercon | E126-4.2 | 2019 | 55.2859 | -121.2678 | Turbine derated from 4.2 MW
British Columbia | Moose Lake | 15 | MOL4 | 4 | 4 | 3750 | 141 | 99 | Enercon | E126-4.2 | 2019 | 55.2839 | -121.2637 | Turbine derated from 4.2 MW
British Columbia | Pennask | 15 | PSK1 | 1 | 5 | 3000 | 114 | 100 | Senvion | 3.2-MM114 | 2017 | 49.9282 | -120.1184 | Turbine derated from 3.2 MW
British Columbia | Pennask | 15 | PSK2 | 2 | 5 | 3000 | 114 | 100 | Senvion | 3.2-MM114 | 2017 | 49.9259 | -120.1158 | Turbine derated from 3.2 MW
British Columbia | Pennask | 15 | PSK3 | 3 | 5 | 3000 | 114 | 100 | Senvion | 3.2-MM114 | 2017 | 49.9237 | -120.1123 | Turbine derated from 3.2 MW
British Columbia | Pennask | 15 | PSK4 | 4 | 5 | 3000 | 114 | 100 | Senvion | 3.2-MM114 | 2017 | 49.9232 | -120.1067 | Turbine derated from 3.2 MW
British Columbia | Pennask | 15 | PSK5 | 5 | 5 | 3000 | 114 | 100 | Senvion | 3.2-MM114 | 2017 | 49.921 | -120.1037 | Turbine derated from 3.2 MW
British Columbia | Quality Wind | 142.2 | QUA1 | 1 | 79 | 1800 | 100 | 95 | Vestas | V100-1.8 | 2012 | 55.1311 | -120.8951
British Columbia | Quality Wind | 142.2 | QUA2 | 2 | 79 | 1800 | 100 | 95 | Vestas | V100-1.8 | 2012 | 55.1341 | -120.8967
British Columbia | Quality Wind | 142.2 | QUA3 | 3 | 79 | 1800 | 100 | 95 | Vestas | V100-1.8 | 2012 | 55.1374 | -120.8953
British Columbia | Quality Wind | 142.2 | QUA4 | 4 | 79 | 1800 | 100 | 95 | Vestas | V100-1.8 | 2012 | 55.1413 | -120.8945
British Columbia | Quality Wind | 142.2 | QUA5 | 5 | 79 | 1800 | 100 | 95 | Vestas | V100-1.8 | 2012 | 55.1442 | -120.8939
British Columbia | Quality Wind | 142.2 | QUA6 | 6 | 79 | 1800 | 100 | 95 | Vestas | V100-1.8 | 2012 | 55.1505 | -120.874
British Columbia | Quality Wind | 142.2 | QUA7 | 7 | 79 | 1800 | 100 | 95 | Vestas | V100-1.8 | 2012 | 55.1488 | -120.8703
British Columbia | Quality Wind | 142.2 | QUA8 | 8 | 79 | 1800 | 100 | 95 | Vestas | V100-1.8 | 2012 | 55.1471 | -120.8662
British Columbia | Quality Wind | 142.2 | QUA9 | 9 | 79 | 1800 | 100 | 95 | Vestas | V100-1.8 | 2012 | 55.144 | -120.8601
British Columbia | Quality Wind | 142.2 | QUA10 | 10 | 79 | 1800 | 100 | 95 | Vestas | V100-1.8 | 2012 | 55.1436 | -120.8544
British Columbia | Quality Wind | 142.2 | QUA11 | 11 | 79 | 1800 | 100 | 95 | Vestas | V100-1.8 | 2012 | 55.1482 | -120.8404
British Columbia | Quality Wind | 142.2 | QUA12 | 12 | 79 | 1800 | 100 | 95 | Vestas | V100-1.8 | 2012 | 55.1498 | -120.8443
British Columbia | Quality Wind | 142.2 | QUA13 | 13 | 79 | 1800 | 100 | 95 | Vestas | V100-1.8 | 2012 | 55.1511 | -120.8492
British Columbia | Quality Wind | 142.2 | QUA14 | 14 | 79 | 1800 | 100 | 95 | Vestas | V100-1.8 | 2012 | 55.1521 | -120.854
British Columbia | Quality Wind | 142.2 | QUA15 | 15 | 79 | 1800 | 100 | 95 | Vestas | V100-1.8 | 2012 | 55.1544 | -120.8563
British Columbia | Quality Wind | 142.2 | QUA16 | 16 | 79 | 1800 | 100 | 95 | Vestas | V100-1.8 | 2012 | 55.1565 | -120.8587
British Columbia | Quality Wind | 142.2 | QUA17 | 17 | 79 | 1800 | 100 | 95 | Vestas | V100-1.8 | 2012 | 55.159 | -120.8593
British Columbia | Quality Wind | 142.2 | QUA18 | 18 | 79 | 1800 | 100 | 95 | Vestas | V100-1.8 | 2012 | 55.1631 | -120.8622
British Columbia | Quality Wind | 142.2 | QUA19 | 19 | 79 | 1800 | 100 | 95 | Vestas | V100-1.8 | 2012 | 55.1649 | -120.8669
British Columbia | Quality Wind | 142.2 | QUA20 | 20 | 79 | 1800 | 100 | 95 | Vestas | V100-1.8 | 2012 | 55.1661 | -120.8718
British Columbia | Quality Wind | 142.2 | QUA21 | 21 | 79 | 1800 | 100 | 95 | Vestas | V100-1.8 | 2012 | 55.1684 | -120.8746
British Columbia | Quality Wind | 142.2 | QUA22 | 22 | 79 | 1800 | 100 | 95 | Vestas | V100-1.8 | 2012 | 55.1688 | -120.8857
British Columbia | Quality Wind | 142.2 | QUA23 | 23 | 79 | 1800 | 100 | 95 | Vestas | V100-1.8 | 2012 | 55.1721 | -120.8877
British Columbia | Quality Wind | 142.2 | QUA24 | 24 | 79 | 1800 | 100 | 95 | Vestas | V100-1.8 | 2012 | 55.1743 | -120.8919
British Columbia | Quality Wind | 142.2 | QUA25 | 25 | 79 | 1800 | 100 | 95 | Vestas | V100-1.8 | 2012 | 55.1647 | -120.9007
British Columbia | Quality Wind | 142.2 | QUA26 | 26 | 79 | 1800 | 100 | 95 | Vestas | V100-1.8 | 2012 | 55.1684 | -120.903
British Columbia | Quality Wind | 142.2 | QUA27 | 27 | 79 | 1800 | 100 | 95 | Vestas | V100-1.8 | 2012 | 55.1702 | -120.9067
British Columbia | Quality Wind | 142.2 | QUA28 | 28 | 79 | 1800 | 100 | 95 | Vestas | V100-1.8 | 2012 | 55.1726 | -120.9128
British Columbia | Quality Wind | 142.2 | QUA29 | 29 | 79 | 1800 | 100 | 95 | Vestas | V100-1.8 | 2012 | 55.1882 | -120.8606
British Columbia | Quality Wind | 142.2 | QUA30 | 30 | 79 | 1800 | 100 | 95 | Vestas | V100-1.8 | 2012 | 55.1904 | -120.8709
British Columbia | Quality Wind | 142.2 | QUA31 | 31 | 79 | 1800 | 100 | 95 | Vestas | V100-1.8 | 2012 | 55.1894 | -120.8645
British Columbia | Quality Wind | 142.2 | QUA32 | 32 | 79 | 1800 | 100 | 95 | Vestas | V100-1.8 | 2012 | 55.1925 | -120.8593
British Columbia | Quality Wind | 142.2 | QUA33 | 33 | 79 | 1800 | 100 | 95 | Vestas | V100-1.8 | 2012 | 55.1949 | -120.8645
British Columbia | Quality Wind | 142.2 | QUA34 | 34 | 79 | 1800 | 100 | 95 | Vestas | V100-1.8 | 2012 | 55.1974 | -120.8672
British Columbia | Quality Wind | 142.2 | QUA35 | 35 | 79 | 1800 | 100 | 95 | Vestas | V100-1.8 | 2012 | 55.1872 | -120.8539
British Columbia | Quality Wind | 142.2 | QUA36 | 36 | 79 | 1800 | 100 | 95 | Vestas | V100-1.8 | 2012 | 55.1849 | -120.8495
British Columbia | Quality Wind | 142.2 | QUA37 | 37 | 79 | 1800 | 100 | 95 | Vestas | V100-1.8 | 2012 | 55.1822 | -120.8465
British Columbia | Quality Wind | 142.2 | QUA38 | 38 | 79 | 1800 | 100 | 95 | Vestas | V100-1.8 | 2012 | 55.1795 | -120.8418
British Columbia | Quality Wind | 142.2 | QUA39 | 39 | 79 | 1800 | 100 | 95 | Vestas | V100-1.8 | 2012 | 55.1805 | -120.8248
British Columbia | Quality Wind | 142.2 | QUA40 | 40 | 79 | 1800 | 100 | 95 | Vestas | V100-1.8 | 2012 | 55.1781 | -120.8207
British Columbia | Quality Wind | 142.2 | QUA41 | 41 | 79 | 1800 | 100 | 95 | Vestas | V100-1.8 | 2012 | 55.1779 | -120.8153
British Columbia | Quality Wind | 142.2 | QUA42 | 42 | 79 | 1800 | 100 | 95 | Vestas | V100-1.8 | 2012 | 55.194 | -120.8477
British Columbia | Quality Wind | 142.2 | QUA43 | 43 | 79 | 1800 | 100 | 95 | Vestas | V100-1.8 | 2012 | 55.1976 | -120.8446
British Columbia | Quality Wind | 142.2 | QUA44 | 44 | 79 | 1800 | 100 | 95 | Vestas | V100-1.8 | 2012 | 55.2012 | -120.8418
British Columbia | Quality Wind | 142.2 | QUA45 | 45 | 79 | 1800 | 90 | 95 | Vestas | V90-1.8 | 2012 | 55.2067 | -120.845
British Columbia | Quality Wind | 142.2 | QUA46 | 46 | 79 | 1800 | 90 | 95 | Vestas | V90-1.8 | 2012 | 55.2096 | -120.8437
British Columbia | Quality Wind | 142.2 | QUA47 | 47 | 79 | 1800 | 90 | 95 | Vestas | V90-1.8 | 2012 | 55.2119 | -120.8449
British Columbia | Quality Wind | 142.2 | QUA48 | 48 | 79 | 1800 | 90 | 95 | Vestas | V90-1.8 | 2012 | 55.2145 | -120.8477
British Columbia | Quality Wind | 142.2 | QUA49 | 49 | 79 | 1800 | 90 | 95 | Vestas | V90-1.8 | 2012 | 55.2158 | -120.8511
British Columbia | Quality Wind | 142.2 | QUA50 | 50 | 79 | 1800 | 90 | 95 | Vestas | V90-1.8 | 2012 | 55.217 | -120.8351
British Columbia | Quality Wind | 142.2 | QUA51 | 51 | 79 | 1800 | 90 | 95 | Vestas | V90-1.8 | 2012 | 55.2199 | -120.8327
British Columbia | Quality Wind | 142.2 | QUA52 | 52 | 79 | 1800 | 90 | 95 | Vestas | V90-1.8 | 2012 | 55.2251 | -120.8296
British Columbia | Quality Wind | 142.2 | QUA53 | 53 | 79 | 1800 | 90 | 95 | Vestas | V90-1.8 | 2012 | 55.2271 | -120.833
British Columbia | Quality Wind | 142.2 | QUA54 | 54 | 79 | 1800 | 90 | 95 | Vestas | V90-1.8 | 2012 | 55.2287 | -120.8361
British Columbia | Quality Wind | 142.2 | QUA55 | 55 | 79 | 1800 | 90 | 95 | Vestas | V90-1.8 | 2012 | 55.2311 | -120.8375
British Columbia | Quality Wind | 142.2 | QUA56 | 56 | 79 | 1800 | 90 | 95 | Vestas | V90-1.8 | 2012 | 55.2337 | -120.8391
British Columbia | Quality Wind | 142.2 | QUA57 | 57 | 79 | 1800 | 90 | 95 | Vestas | V90-1.8 | 2012 | 55.2356 | -120.8423
British Columbia | Quality Wind | 142.2 | QUA58 | 58 | 79 | 1800 | 90 | 95 | Vestas | V90-1.8 | 2012 | 55.2363 | -120.8493
British Columbia | Quality Wind | 142.2 | QUA59 | 59 | 79 | 1800 | 90 | 95 | Vestas | V90-1.8 | 2012 | 55.2387 | -120.849
British Columbia | Quality Wind | 142.2 | QUA60 | 60 | 79 | 1800 | 90 | 95 | Vestas | V90-1.8 | 2012 | 55.2417 | -120.8477
British Columbia | Quality Wind | 142.2 | QUA61 | 61 | 79 | 1800 | 90 | 95 | Vestas | V90-1.8 | 2012 | 55.2471 | -120.8383
British Columbia | Quality Wind | 142.2 | QUA62 | 62 | 79 | 1800 | 90 | 95 | Vestas | V90-1.8 | 2012 | 55.2497 | -120.838
British Columbia | Quality Wind | 142.2 | QUA63 | 63 | 79 | 1800 | 90 | 95 | Vestas | V90-1.8 | 2012 | 55.2527 | -120.8382
British Columbia | Quality Wind | 142.2 | QUA64 | 64 | 79 | 1800 | 90 | 95 | Vestas | V90-1.8 | 2012 | 55.2278 | -120.8631
British Columbia | Quality Wind | 142.2 | QUA65 | 65 | 79 | 1800 | 90 | 95 | Vestas | V90-1.8 | 2012 | 55.2291 | -120.8701
British Columbia | Quality Wind | 142.2 | QUA66 | 66 | 79 | 1800 | 90 | 95 | Vestas | V90-1.8 | 2012 | 55.2312 | -120.8729
British Columbia | Quality Wind | 142.2 | QUA67 | 67 | 79 | 1800 | 90 | 95 | Vestas | V90-1.8 | 2012 | 55.233 | -120.8757
British Columbia | Quality Wind | 142.2 | QUA68 | 68 | 79 | 1800 | 90 | 95 | Vestas | V90-1.8 | 2012 | 55.2353 | -120.8769
British Columbia | Quality Wind | 142.2 | QUA69 | 69 | 79 | 1800 | 90 | 95 | Vestas | V90-1.8 | 2012 | 55.2376 | -120.8788
British Columbia | Quality Wind | 142.2 | QUA70 | 70 | 79 | 1800 | 90 | 95 | Vestas | V90-1.8 | 2012 | 55.22 | -120.9057
British Columbia | Quality Wind | 142.2 | QUA71 | 71 | 79 | 1800 | 90 | 95 | Vestas | V90-1.8 | 2012 | 55.222 | -120.9082
British Columbia | Quality Wind | 142.2 | QUA72 | 72 | 79 | 1800 | 90 | 95 | Vestas | V90-1.8 | 2012 | 55.2248 | -120.9085
British Columbia | Quality Wind | 142.2 | QUA73 | 73 | 79 | 1800 | 90 | 95 | Vestas | V90-1.8 | 2012 | 55.2274 | -120.9086
British Columbia | Quality Wind | 142.2 | QUA74 | 74 | 79 | 1800 | 90 | 95 | Vestas | V90-1.8 | 2012 | 55.23 | -120.9077
British Columbia | Quality Wind | 142.2 | QUA75 | 75 | 79 | 1800 | 90 | 95 | Vestas | V90-1.8 | 2012 | 55.2758 | -120.8585
British Columbia | Quality Wind | 142.2 | QUA76 | 76 | 79 | 1800 | 90 | 95 | Vestas | V90-1.8 | 2012 | 55.277 | -120.8628
British Columbia | Quality Wind | 142.2 | QUA77 | 77 | 79 | 1800 | 90 | 95 | Vestas | V90-1.8 | 2012 | 55.2787 | -120.8673
British Columbia | Quality Wind | 142.2 | QUA78 | 78 | 79 | 1800 | 90 | 95 | Vestas | V90-1.8 | 2012 | 55.2789 | -120.8726
British Columbia | Quality Wind | 142.2 | QUA79 | 79 | 79 | 1800 | 90 | 95 | Vestas | V90-1.8 | 2012 | 55.2816 | -120.8779
British Columbia | Shinish | 15 | SHS1 | 1 | 5 | 3000 | 114 | 100 | Senvion | 3.2-MM114 | 2017 | 49.6605 | -120.1214
British Columbia | Shinish | 15 | SHS2 | 2 | 5 | 3000 | 114 | 100 | Senvion | 3.2-MM114 | 2017 | 49.6588 | -120.1152
British Columbia | Shinish | 15 | SHS3 | 3 | 5 | 3000 | 114 | 100 | Senvion | 3.2-MM114 | 2017 | 49.65 | -120.0879
British Columbia | Shinish | 15 | SHS4 | 4 | 5 | 3000 | 114 | 100 | Senvion | 3.2-MM114 | 2017 | 49.646 | -120.0937
British Columbia | Shinish | 15 | SHS5 | 5 | 5 | 3000 | 114 | 100 | Senvion | 3.2-MM114 | 2017 | 49.6442 | -120.0884
British Columbia | Sukunka Wind Energy Project | 15 | SKK1 | 1 | 4 | 3750 | 127 | 135 | Enercon | E126-4.2 | 2021 | 55.5441 | -121.5278 | Turbine derated from 4.2 MW
British Columbia | Sukunka Wind Energy Project | 15 | SKK2 | 2 | 4 | 3750 | 127 | 135 | Enercon | E126-4.2 | 2021 | 55.5455 | -121.5679 | Turbine derated from 4.2 MW
British Columbia | Sukunka Wind Energy Project | 15 | SKK3 | 3 | 4 | 3750 | 127 | 135 | Enercon | E126-4.2 | 2021 | 55.5429 | -121.5638 | Turbine derated from 4.2 MW
British Columbia | Sukunka Wind Energy Project | 15 | SKK4 | 4 | 4 | 3750 | 127 | 135 | Enercon | E126-4.2 | 2021 | 55.5416 | -121.5533 | Turbine derated from 4.2 MW
British Columbia | Zonnebeke Wind Energy Project | 15 | ZBK1 | 1 | 4 | 3750 | 127 | 135 | Enercon | E126-4.2 | 2021 | 55.5665 | -121.5676 | Turbine derated from 4.2 MW
British Columbia | Zonnebeke Wind Energy Project | 15 | ZBK2 | 2 | 4 | 3750 | 127 | 135 | Enercon | E126-4.2 | 2021 | 55.5582 | -121.5505 | Turbine derated from 4.2 MW
British Columbia | Zonnebeke Wind Energy Project | 15 | ZBK3 | 3 | 4 | 3750 | 127 | 135 | Enercon | E126-4.2 | 2021 | 55.5526 | -121.5384 | Turbine derated from 4.2 MW
British Columbia | Zonnebeke Wind Energy Project | 15 | ZBK4 | 4 | 4 | 3750 | 127 | 135 | Enercon | E126-4.2 | 2021 | 55.5508 | -121.5317 | Turbine derated from 4.2 MW
Manitoba | St. Joseph | 138 | SJH1 | 1 | 60 | 2300 | 101 | 80 | Siemens | SWT 2.3-101 | 2011 | 49.1356 | -97.4299
Manitoba | St. Joseph | 138 | SJH2 | 2 | 60 | 2300 | 101 | 80 | Siemens | SWT 2.3-101 | 2011 | 49.1357 | -97.4243
Manitoba | St. Joseph | 138 | SJH3 | 3 | 60 | 2300 | 101 | 80 | Siemens | SWT 2.3-101 | 2011 | 49.1357 | -97.4168
Manitoba | St. Joseph | 138 | SJH4 | 4 | 60 | 2300 | 101 | 80 | Siemens | SWT 2.3-101 | 2011 | 49.1357 | -97.409
Manitoba | St. Joseph | 138 | SJH5 | 5 | 60 | 2300 | 101 | 80 | Siemens | SWT 2.3-101 | 2011 | 49.1175 | -97.4462
Manitoba | St. Joseph | 138 | SJH6 | 6 | 60 | 2300 | 101 | 80 | Siemens | SWT 2.3-101 | 2011 | 49.1175 | -97.4403
Manitoba | St. Joseph | 138 | SJH7 | 7 | 60 | 2300 | 101 | 80 | Siemens | SWT 2.3-101 | 2011 | 49.119 | -97.4349
Manitoba | St. Joseph | 138 | SJH8 | 8 | 60 | 2300 | 101 | 80 | Siemens | SWT 2.3-101 | 2011 | 49.1051 | -97.439
Manitoba | St. Joseph | 138 | SJH9 | 9 | 60 | 2300 | 101 | 80 | Siemens | SWT 2.3-101 | 2011 | 49.1052 | -97.4323
Manitoba | St. Joseph | 138 | SJH10 | 10 | 60 | 2300 | 101 | 80 | Siemens | SWT 2.3-101 | 2011 | 49.108 | -97.424
Manitoba | St. Joseph | 138 | SJH11 | 11 | 60 | 2300 | 101 | 80 | Siemens | SWT 2.3-101 | 2011 | 49.1081 | -97.4185
Manitoba | St. Joseph | 138 | SJH12 | 12 | 60 | 2300 | 101 | 80 | Siemens | SWT 2.3-101 | 2011 | 49.1044 | -97.4097
Manitoba | St. Joseph | 138 | SJH13 | 13 | 60 | 2300 | 101 | 80 | Siemens | SWT 2.3-101 | 2011 | 49.1044 | -97.4023
Manitoba | St. Joseph | 138 | SJH14 | 14 | 60 | 2300 | 101 | 80 | Siemens | SWT 2.3-101 | 2011 | 49.1045 | -97.3962
Manitoba | St. Joseph | 138 | SJH15 | 15 | 60 | 2300 | 101 | 80 | Siemens | SWT 2.3-101 | 2011 | 49.1029 | -97.3897
Manitoba | St. Joseph | 138 | SJH16 | 16 | 60 | 2300 | 101 | 80 | Siemens | SWT 2.3-101 | 2011 | 49.1029 | -97.3794
Manitoba | St. Joseph | 138 | SJH17 | 17 | 60 | 2300 | 101 | 80 | Siemens | SWT 2.3-101 | 2011 | 49.1029 | -97.3732
Manitoba | St. Joseph | 138 | SJH18 | 18 | 60 | 2300 | 101 | 80 | Siemens | SWT 2.3-101 | 2011 | 49.103 | -97.3652
Manitoba | St. Joseph | 138 | SJH19 | 19 | 60 | 2300 | 101 | 80 | Siemens | SWT 2.3-101 | 2011 | 49.1029 | -97.3573
Manitoba | St. Joseph | 138 | SJH20 | 20 | 60 | 2300 | 101 | 80 | Siemens | SWT 2.3-101 | 2011 | 49.1046 | -97.3485
Manitoba | St. Joseph | 138 | SJH21 | 21 | 60 | 2300 | 101 | 80 | Siemens | SWT 2.3-101 | 2011 | 49.1174 | -97.3843
Manitoba | St. Joseph | 138 | SJH22 | 22 | 60 | 2300 | 101 | 80 | Siemens | SWT 2.3-101 | 2011 | 49.1176 | -97.3777
Manitoba | St. Joseph | 138 | SJH23 | 23 | 60 | 2300 | 101 | 80 | Siemens | SWT 2.3-101 | 2011 | 49.1177 | -97.3723
Manitoba | St. Joseph | 138 | SJH24 | 24 | 60 | 2300 | 101 | 80 | Siemens | SWT 2.3-101 | 2011 | 49.1193 | -97.3653
Manitoba | St. Joseph | 138 | SJH25 | 25 | 60 | 2300 | 101 | 80 | Siemens | SWT 2.3-101 | 2011 | 49.1193 | -97.357
Manitoba | St. Joseph | 138 | SJH26 | 26 | 60 | 2300 | 101 | 80 | Siemens | SWT 2.3-101 | 2011 | 49.1272 | -97.337
Manitoba | St. Joseph | 138 | SJH27 | 27 | 60 | 2300 | 101 | 80 | Siemens | SWT 2.3-101 | 2011 | 49.1272 | -97.3288
Manitoba | St. Joseph | 138 | SJH28 | 28 | 60 | 2300 | 101 | 80 | Siemens | SWT 2.3-101 | 2011 | 49.1486 | -97.496
Manitoba | St. Joseph | 138 | SJH29 | 29 | 60 | 2300 | 101 | 80 | Siemens | SWT 2.3-101 | 2011 | 49.1487 | -97.4871
Manitoba | St. Joseph | 138 | SJH30 | 30 | 60 | 2300 | 101 | 80 | Siemens | SWT 2.3-101 | 2011 | 49.1487 | -97.4791
Manitoba | St. Joseph | 138 | SJH31 | 31 | 60 | 2300 | 101 | 80 | Siemens | SWT 2.3-101 | 2011 | 49.1486 | -97.4724
Manitoba | St. Joseph | 138 | SJH32 | 32 | 60 | 2300 | 101 | 80 | Siemens | SWT 2.3-101 | 2011 | 49.1486 | -97.4623
Manitoba | St. Joseph | 138 | SJH33 | 33 | 60 | 2300 | 101 | 80 | Siemens | SWT 2.3-101 | 2011 | 49.1598 | -97.3969
Manitoba | St. Joseph | 138 | SJH34 | 34 | 60 | 2300 | 101 | 80 | Siemens | SWT 2.3-101 | 2011 | 49.1596 | -97.3856
Manitoba | St. Joseph | 138 | SJH35 | 35 | 60 | 2300 | 101 | 80 | Siemens | SWT 2.3-101 | 2011 | 49.1641 | -97.3732
Manitoba | St. Joseph | 138 | SJH36 | 36 | 60 | 2300 | 101 | 80 | Siemens | SWT 2.3-101 | 2011 | 49.1642 | -97.3646
Manitoba | St. Joseph | 138 | SJH37 | 37 | 60 | 2300 | 101 | 80 | Siemens | SWT 2.3-101 | 2011 | 49.1642 | -97.3558
Manitoba | St. Joseph | 138 | SJH38 | 38 | 60 | 2300 | 101 | 80 | Siemens | SWT 2.3-101 | 2011 | 49.1695 | -97.3496
Manitoba | St. Joseph | 138 | SJH39 | 39 | 60 | 2300 | 101 | 80 | Siemens | SWT 2.3-101 | 2011 | 49.16 | -97.3407
Manitoba | St. Joseph | 138 | SJH40 | 40 | 60 | 2300 | 101 | 80 | Siemens | SWT 2.3-101 | 2011 | 49.1602 | -97.3345
Manitoba | St. Joseph | 138 | SJH41 | 41 | 60 | 2300 | 101 | 80 | Siemens | SWT 2.3-101 | 2011 | 49.1601 | -97.3271
Manitoba | St. Joseph | 138 | SJH42 | 42 | 60 | 2300 | 101 | 80 | Siemens | SWT 2.3-101 | 2011 | 49.149 | -97.3433
Manitoba | St. Joseph | 138 | SJH43 | 43 | 60 | 2300 | 101 | 80 | Siemens | SWT 2.3-101 | 2011 | 49.1489 | -97.3518
Manitoba | St. Joseph | 138 | SJH44 | 44 | 60 | 2300 | 101 | 80 | Siemens | SWT 2.3-101 | 2011 | 49.1488 | -97.3598
Manitoba | St. Joseph | 138 | SJH45 | 45 | 60 | 2300 | 101 | 80 | Siemens | SWT 2.3-101 | 2011 | 49.1487 | -97.3662
Manitoba | St. Joseph | 138 | SJH46 | 46 | 60 | 2300 | 101 | 80 | Siemens | SWT 2.3-101 | 2011 | 49.16 | -97.4311
Manitoba | St. Joseph | 138 | SJH47 | 47 | 60 | 2300 | 101 | 80 | Siemens | SWT 2.3-101 | 2011 | 49.1755 | -97.4355
Manitoba | St. Joseph | 138 | SJH48 | 48 | 60 | 2300 | 101 | 80 | Siemens | SWT 2.3-101 | 2011 | 49.1753 | -97.4236
Manitoba | St. Joseph | 138 | SJH49 | 49 | 60 | 2300 | 101 | 80 | Siemens | SWT 2.3-101 | 2011 | 49.1759 | -97.4108
Manitoba | St. Joseph | 138 | SJH50 | 50 | 60 | 2300 | 101 | 80 | Siemens | SWT 2.3-101 | 2011 | 49.1762 | -97.3973
Manitoba | St. Joseph | 138 | SJH51 | 51 | 60 | 2300 | 101 | 80 | Siemens | SWT 2.3-101 | 2011 | 49.1727 | -97.3343
Manitoba | St. Joseph | 138 | SJH52 | 52 | 60 | 2300 | 101 | 80 | Siemens | SWT 2.3-101 | 2011 | 49.1783 | -97.3502
Manitoba | St. Joseph | 138 | SJH53 | 53 | 60 | 2300 | 101 | 80 | Siemens | SWT 2.3-101 | 2011 | 49.1784 | -97.3599
Manitoba | St. Joseph | 138 | SJH54 | 54 | 60 | 2300 | 101 | 80 | Siemens | SWT 2.3-101 | 2011 | 49.1784 | -97.3677
Manitoba | St. Joseph | 138 | SJH55 | 55 | 60 | 2300 | 101 | 80 | Siemens | SWT 2.3-101 | 2011 | 49.1783 | -97.377
Manitoba | St. Joseph | 138 | SJH56 | 56 | 60 | 2300 | 101 | 80 | Siemens | SWT 2.3-101 | 2011 | 49.1889 | -97.3815
Manitoba | St. Joseph | 138 | SJH57 | 57 | 60 | 2300 | 101 | 80 | Siemens | SWT 2.3-101 | 2011 | 49.1888 | -97.3716
Manitoba | St. Joseph | 138 | SJH58 | 58 | 60 | 2300 | 101 | 80 | Siemens | SWT 2.3-101 | 2011 | 49.1892 | -97.3632
Manitoba | St. Joseph | 138 | SJH59 | 59 | 60 | 2300 | 101 | 80 | Siemens | SWT 2.3-101 | 2011 | 49.1891 | -97.3448
Manitoba | St. Joseph | 138 | SJH60 | 60 | 60 | 2300 | 101 | 80 | Siemens | SWT 2.3-101 | 2011 | 49.1896 | -97.3363
Manitoba | St. Leon | 120.45 | LEO1 | 1 | 73 | 1650 | 82 | 80 | Vestas | V82-1.65 | 2005/2006 | 49.3748 | -98.5895 | 12 turbines commissioned in 2005, 51 turbines commissioned in 2006 (cannot confirm which)
Manitoba | St. Leon | 120.45 | LEO2 | 2 | 73 | 1650 | 82 | 80 | Vestas | V82-1.65 | 2005/2006 | 49.3764 | -98.5847 | 12 turbines commissioned in 2005, 51 turbines commissioned in 2006 (cannot confirm which)
Manitoba | St. Leon | 120.45 | LEO3 | 3 | 73 | 1650 | 82 | 80 | Vestas | V82-1.65 | 2005/2006 | 49.3779 | -98.58 | 12 turbines commissioned in 2005, 51 turbines commissioned in 2006 (cannot confirm which)
Manitoba | St. Leon | 120.45 | LEO4 | 4 | 73 | 1650 | 82 | 80 | Vestas | V82-1.65 | 2005/2006 | 49.3796 | -98.5753 | 12 turbines commissioned in 2005, 51 turbines commissioned in 2006 (cannot confirm which)
Manitoba | St. Leon | 120.45 | LEO5 | 5 | 73 | 1650 | 82 | 80 | Vestas | V82-1.65 | 2005/2006 | 49.3669 | -98.5698 | 12 turbines commissioned in 2005, 51 turbines commissioned in 2006 (cannot confirm which)
Manitoba | St. Leon | 120.45 | LEO6 | 6 | 73 | 1650 | 82 | 80 | Vestas | V82-1.65 | 2005/2006 | 49.3712 | -98.561 | 12 turbines commissioned in 2005, 51 turbines commissioned in 2006 (cannot confirm which)
Manitoba | St. Leon | 120.45 | LEO7 | 7 | 73 | 1650 | 82 | 80 | Vestas | V82-1.65 | 2005/2006 | 49.3777 | -98.6029 | 12 turbines commissioned in 2005, 51 turbines commissioned in 2006 (cannot confirm which)
Manitoba | St. Leon | 120.45 | LEO8 | 8 | 73 | 1650 | 82 | 80 | Vestas | V82-1.65 | 2005/2006 | 49.376 | -98.6075 | 12 turbines commissioned in 2005, 51 turbines commissioned in 2006 (cannot confirm which)
Manitoba | St. Leon | 120.45 | LEO9 | 9 | 73 | 1650 | 82 | 80 | Vestas | V82-1.65 | 2005/2006 | 49.3742 | -98.6121 | 12 turbines commissioned in 2005, 51 turbines commissioned in 2006 (cannot confirm which)
Manitoba | St. Leon | 120.45 | LEO10 | 10 | 73 | 1650 | 82 | 80 | Vestas | V82-1.65 | 2005/2006 | 49.363 | -98.6104 | 12 turbines commissioned in 2005, 51 turbines commissioned in 2006 (cannot confirm which)
Manitoba | St. Leon | 120.45 | LEO11 | 11 | 73 | 1650 | 82 | 80 | Vestas | V82-1.65 | 2005/2006 | 49.361 | -98.6154 | 12 turbines commissioned in 2005, 51 turbines commissioned in 2006 (cannot confirm which)
Manitoba | St. Leon | 120.45 | LEO12 | 12 | 73 | 1650 | 82 | 80 | Vestas | V82-1.65 | 2005/2006 | 49.3876 | -98.57 | 12 turbines commissioned in 2005, 51 turbines commissioned in 2006 (cannot confirm which)
Manitoba | St. Leon | 120.45 | LEO13 | 13 | 73 | 1650 | 82 | 80 | Vestas | V82-1.65 | 2005/2006 | 49.3454 | -98.6577 | 12 turbines commissioned in 2005, 51 turbines commissioned in 2006 (cannot confirm which)
Manitoba | St. Leon | 120.45 | LEO14 | 14 | 73 | 1650 | 82 | 80 | Vestas | V82-1.65 | 2005/2006 | 49.343 | -98.6639 | 12 turbines commissioned in 2005, 51 turbines commissioned in 2006 (cannot confirm which)
Manitoba | St. Leon | 120.45 | LEO15 | 15 | 73 | 1650 | 82 | 80 | Vestas | V82-1.65 | 2005/2006 | 49.3409 | -98.6711 | 12 turbines commissioned in 2005, 51 turbines commissioned in 2006 (cannot confirm which)
Manitoba | St. Leon | 120.45 | LEO16 | 16 | 73 | 1650 | 82 | 80 | Vestas | V82-1.65 | 2005/2006 | 49.3536 | -98.6723 | 12 turbines commissioned in 2005, 51 turbines commissioned in 2006 (cannot confirm which)
Manitoba | St. Leon | 120.45 | LEO17 | 17 | 73 | 1650 | 82 | 80 | Vestas | V82-1.65 | 2005/2006 | 49.3582 | -98.6638 | 12 turbines commissioned in 2005, 51 turbines commissioned in 2006 (cannot confirm which)
Manitoba | St. Leon | 120.45 | LEO18 | 18 | 73 | 1650 | 82 | 80 | Vestas | V82-1.65 | 2005/2006 | 49.3609 | -98.6559 | 12 turbines commissioned in 2005, 51 turbines commissioned in 2006 (cannot confirm which)
Manitoba | St. Leon | 120.45 | LEO19 | 19 | 73 | 1650 | 82 | 80 | Vestas | V82-1.65 | 2005/2006 | 49.3617 | -98.6481 | 12 turbines commissioned in 2005, 51 turbines commissioned in 2006 (cannot confirm which)
Manitoba | St. Leon | 120.45 | LEO20 | 20 | 73 | 1650 | 82 | 80 | Vestas | V82-1.65 | 2005/2006 | 49.3574 | -98.6254 | 12 turbines commissioned in 2005, 51 turbines commissioned in 2006 (cannot confirm which)
Manitoba | St. Leon | 120.45 | LEO21 | 21 | 73 | 1650 | 82 | 80 | Vestas | V82-1.65 | 2005/2006 | 49.3557 | -98.6299 | 12 turbines commissioned in 2005, 51 turbines commissioned in 2006 (cannot confirm which)
Manitoba | St. Leon | 120.45 | LEO22 | 22 | 73 | 1650 | 82 | 80 | Vestas | V82-1.65 | 2005/2006 | 49.3503 | -98.6388 | 12 turbines commissioned in 2005, 51 turbines commissioned in 2006 (cannot confirm which)
Manitoba | St. Leon | 120.45 | LEO23 | 23 | 73 | 1650 | 82 | 80 | Vestas | V82-1.65 | 2005/2006 | 49.3417 | -98.6173 | 12 turbines commissioned in 2005, 51 turbines commissioned in 2006 (cannot confirm which)
Manitoba | St. Leon | 120.45 | LEO24 | 24 | 73 | 1650 | 82 | 80 | Vestas | V82-1.65 | 2005/2006 | 49.3448 | -98.6105 | 12 turbines commissioned in 2005, 51 turbines commissioned in 2006 (cannot confirm which)
Manitoba | St. Leon | 120.45 | LEO25 | 25 | 73 | 1650 | 82 | 80 | Vestas | V82-1.65 | 2005/2006 | 49.3467 | -98.6026 | 12 turbines commissioned in 2005, 51 turbines commissioned in 2006 (cannot confirm which)
Manitoba | St. Leon | 120.45 | LEO26 | 26 | 73 | 1650 | 82 | 80 | Vestas | V82-1.65 | 2005/2006 | 49.3724 | -98.6708 | 12 turbines commissioned in 2005, 51 turbines commissioned in 2006 (cannot confirm which)
Manitoba | St. Leon | 120.45 | LEO27 | 27 | 73 | 1650 | 82 | 80 | Vestas | V82-1.65 | 2005/2006 | 49.3734 | -98.6769 | 12 turbines commissioned in 2005, 51 turbines commissioned in 2006 (cannot confirm which)
Manitoba | St. Leon | 120.45 | LEO28 | 28 | 73 | 1650 | 82 | 80 | Vestas | V82-1.65 | 2005/2006 | 49.3742 | -98.6549 | 12 turbines commissioned in 2005, 51 turbines commissioned in 2006 (cannot confirm which)
Manitoba | St. Leon | 120.45 | LEO29 | 29 | 73 | 1650 | 82 | 80 | Vestas | V82-1.65 | 2005/2006 | 49.3758 | -98.6493 | 12 turbines commissioned in 2005, 51 turbines commissioned in 2006 (cannot confirm which)
Manitoba | St. Leon | 120.45 | LEO30 | 30 | 73 | 1650 | 82 | 80 | Vestas | V82-1.65 | 2011 | 49.3772 | -98.6439
Manitoba | St. Leon | 120.45 | LEO31 | 31 | 73 | 1650 | 82 | 80 | Vestas | V82-1.65 | 2005/2006 | 49.3818 | -98.6202 | 12 turbines commissioned in 2005, 51 turbines commissioned in 2006 (cannot confirm which)
Manitoba | St. Leon | 120.45 | LEO32 | 32 | 73 | 1650 | 82 | 80 | Vestas | V82-1.65 | 2005/2006 | 49.3834 | -98.6152 | 12 turbines commissioned in 2005, 51 turbines commissioned in 2006 (cannot confirm which)
Manitoba | St. Leon | 120.45 | LEO33 | 33 | 73 | 1650 | 82 | 80 | Vestas | V82-1.65 | 2005/2006 | 49.4012 | -98.6319 | 12 turbines commissioned in 2005, 51 turbines commissioned in 2006 (cannot confirm which)
Manitoba | St. Leon | 120.45 | LEO34 | 34 | 73 | 1650 | 82 | 80 | Vestas | V82-1.65 | 2005/2006 | 49.4027 | -98.6267 | 12 turbines commissioned in 2005, 51 turbines commissioned in 2006 (cannot confirm which)
Manitoba | St. Leon | 120.45 | LEO35 | 35 | 73 | 1650 | 82 | 80 | Vestas | V82-1.65 | 2005/2006 | 49.4042 | -98.6217 | 12 turbines commissioned in 2005, 51 turbines commissioned in 2006 (cannot confirm which)
Manitoba | St. Leon | 120.45 | LEO36 | 36 | 73 | 1650 | 82 | 80 | Vestas | V82-1.65 | 2005/2006 | 49.4057 | -98.6164 | 12 turbines commissioned in 2005, 51 turbines commissioned in 2006 (cannot confirm which)
Manitoba | St. Leon | 120.45 | LEO37 | 37 | 73 | 1650 | 82 | 80 | Vestas | V82-1.65 | 2011 | 49.3537 | -98.6969
Manitoba | St. Leon | 120.45 | LEO38 | 38 | 73 | 1650 | 82 | 80 | Vestas | V82-1.65 | 2011 | 49.351 | -98.7022
Manitoba | St. Leon | 120.45 | LEO39 | 39 | 73 | 1650 | 82 | 80 | Vestas | V82-1.65 | 2011 | 49.3455 | -98.7101
Manitoba | St. Leon | 120.45 | LEO40 | 40 | 73 | 1650 | 82 | 80 | Vestas | V82-1.65 | 2011 | 49.3437 | -98.7228
Manitoba | St. Leon | 120.45 | LEO41 | 41 | 73 | 1650 | 82 | 80 | Vestas | V82-1.65 | 2011 | 49.3429 | -98.6875
Manitoba | St. Leon | 120.45 | LEO42 | 42 | 73 | 1650 | 82 | 80 | Vestas | V82-1.65 | 2011 | 49.3371 | -98.6876
Manitoba | St. Leon | 120.45 | LEO43 | 43 | 73 | 1650 | 82 | 80 | Vestas | V82-1.65 | 2011 | 49.3346 | -98.6936
Manitoba | St. Leon | 120.45 | LEO44 | 44 | 73 | 1650 | 82 | 80 | Vestas | V82-1.65 | 2011 | 49.3331 | -98.6984
Manitoba | St. Leon | 120.45 | LEO45 | 45 | 73 | 1650 | 82 | 80 | Vestas | V82-1.65 | 2011 | 49.3302 | -98.6511 | 12 turbines commissioned in 2005, 51 turbines commissioned in 2006 (cannot confirm which)
Manitoba | St. Leon | 120.45 | LEO46 | 46 | 73 | 1650 | 82 | 80 | Vestas | V82-1.65 | 2005/2006 | 49.332 | -98.6455 | 12 turbines commissioned in 2005, 51 turbines commissioned in 2006 (cannot confirm which)
Manitoba | St. Leon | 120.45 | LEO47 | 47 | 73 | 1650 | 82 | 80 | Vestas | V82-1.65 | 2005/2006 | 49.3341 | -98.6405 | 12 turbines commissioned in 2005, 51 turbines commissioned in 2006 (cannot confirm which)
Manitoba | St. Leon | 120.45 | LEO48 | 48 | 73 | 1650 | 82 | 80 | Vestas | V82-1.65 | 2005/2006 | 49.3358 | -98.6343 | 12 turbines commissioned in 2005, 51 turbines commissioned in 2006 (cannot confirm which)
Manitoba | St. Leon | 120.45 | LEO49 | 49 | 73 | 1650 | 82 | 80 | Vestas | V82-1.65 | 2005/2006 | 49.4056 | -98.561 | 12 turbines commissioned in 2005, 51 turbines commissioned in 2006 (cannot confirm which)
Manitoba | St. Leon | 120.45 | LEO50 | 50 | 73 | 1650 | 82 | 80 | Vestas | V82-1.65 | 2005/2006 | 49.4073 | -98.5554 | 12 turbines commissioned in 2005, 51 turbines commissioned in 2006 (cannot confirm which)
Manitoba | St. Leon | 120.45 | LEO51 | 51 | 73 | 1650 | 82 | 80 | Vestas | V82-1.65 | 2005/2006 | 49.4089 | -98.5497 | 12 turbines commissioned in 2005, 51 turbines commissioned in 2006 (cannot confirm which)
Manitoba | St. Leon | 120.45 | LEO52 | 52 | 73 | 1650 | 82 | 80 | Vestas | V82-1.65 | 2005/2006 | 49.411 | -98.5399 | 12 turbines commissioned in 2005, 51 turbines commissioned in 2006 (cannot confirm which)
Manitoba | St. Leon | 120.45 | LEO53 | 53 | 73 | 1650 | 82 | 80 | Vestas | V82-1.65 | 2005/2006 | 49.4125 | -98.5347 | 12 turbines commissioned in 2005, 51 turbines commissioned in 2006 (cannot confirm which)
Manitoba | St. Leon | 120.45 | LEO54 | 54 | 73 | 1650 | 82 | 80 | Vestas | V82-1.65 | 2005/2006 | 49.3949 | -98.537 | 12 turbines commissioned in 2005, 51 turbines commissioned in 2006 (cannot confirm which)
Manitoba | St. Leon | 120.45 | LEO55 | 55 | 73 | 1650 | 82 | 80 | Vestas | V82-1.65 | 2005/2006 | 49.3964 | -98.5318 | 12 turbines commissioned in 2005, 51 turbines commissioned in 2006 (cannot confirm which)
Manitoba | St. Leon | 120.45 | LEO56 | 56 | 73 | 1650 | 82 | 80 | Vestas | V82-1.65 | 2005/2006 | 49.3979 | -98.5266 | 12 turbines commissioned in 2005, 51 turbines commissioned in 2006 (cannot confirm which)
Manitoba | St. Leon | 120.45 | LEO57 | 57 | 73 | 1650 | 82 | 80 | Vestas | V82-1.65 | 2005/2006 | 49.3816 | -98.5244 | 12 turbines commissioned in 2005, 51 turbines commissioned in 2006 (cannot confirm which)
Manitoba | St. Leon | 120.45 | LEO58 | 58 | 73 | 1650 | 82 | 80 | Vestas | V82-1.65 | 2005/2006 | 49.3797 | -98.5303 | 12 turbines commissioned in 2005, 51 turbines commissioned in 2006 (cannot confirm which)
Manitoba | St. Leon | 120.45 | LEO59 | 59 | 73 | 1650 | 82 | 80 | Vestas | V82-1.65 | 2005/2006 | 49.378 | -98.5364 | 12 turbines commissioned in 2005, 51 turbines commissioned in 2006 (cannot confirm which)
Manitoba | St. Leon | 120.45 | LEO60 | 60 | 73 | 1650 | 82 | 80 | Vestas | V82-1.65 | 2005/2006 | 49.376 | -98.5424 | 12 turbines commissioned in 2005, 51 turbines commissioned in 2006 (cannot confirm which)
Manitoba | St. Leon | 120.45 | LEO61 | 61 | 73 | 1650 | 82 | 80 | Vestas | V82-1.65 | 2005/2006 | 49.3598 | -98.5407 | 12 turbines commissioned in 2005, 51 turbines commissioned in 2006 (cannot confirm which)
Manitoba | St. Leon | 120.45 | LEO62 | 62 | 73 | 1650 | 82 | 80 | Vestas | V82-1.65 | 2005/2006 | 49.3605 | -98.5376 | 12 turbines commissioned in 2005, 51 turbines commissioned in 2006 (cannot confirm which)
Manitoba | St. Leon | 120.45 | LEO63 | 63 | 73 | 1650 | 82 | 80 | Vestas | V82-1.65 | 2005/2006 | 49.3613 | -98.5345 | 12 turbines commissioned in 2005, 51 turbines commissioned in 2006 (cannot confirm which)
Manitoba | St. Leon | 120.45 | LEO64 | 64 | 73 | 1650 | 82 | 80 | Vestas | V82-1.65 | 2005/2006 | 49.3284 | -98.5846 | 12 turbines commissioned in 2005, 51 turbines commissioned in 2006 (cannot confirm which)
Manitoba | St. Leon | 120.45 | LEO65 | 65 | 73 | 1650 | 82 | 80 | Vestas | V82-1.65 | 2005/2006 | 49.331 | -98.5771 | 12 turbines commissioned in 2005, 51 turbines commissioned in 2006 (cannot confirm which)
Manitoba | St. Leon | 120.45 | LEO66 | 66 | 73 | 1650 | 82 | 80 | Vestas | V82-1.65 | 2005/2006 | 49.3335 | -98.5695 | 12 turbines commissioned in 2005, 51 turbines commissioned in 2006 (cannot confirm which)
Manitoba | St. Leon | 120.45 | LEO67 | 67 | 73 | 1650 | 82 | 80 | Vestas | V82-1.65 | 2005/2006 | 49.3416 | -98.585 | 12 turbines commissioned in 2005, 51 turbines commissioned in 2006 (cannot confirm which)
Manitoba | St. Leon | 120.45 | LEO68 | 68 | 73 | 1650 | 82 | 80 | Vestas | V82-1.65 | 2005/2006 | 49.3429 | -98.5779 | 12 turbines commissioned in 2005, 51 turbines commissioned in 2006 (cannot confirm which)
Manitoba | St. Leon | 120.45 | LEO69 | 69 | 73 | 1650 | 82 | 80 | Vestas | V82-1.65 | 2005/2006 | 49.3454 | -98.5716 | 12 turbines commissioned in 2005, 51 turbines commissioned in 2006 (cannot confirm which)
Manitoba | St. Leon | 120.45 | LEO70 | 70 | 73 | 1650 | 82 | 80 | Vestas | V82-1.65 | 2005/2006 | 49.3474 | -98.5651 | 12 turbines commissioned in 2005, 51 turbines commissioned in 2006 (cannot confirm which)
Manitoba | St. Leon | 120.45 | LEO71 | 71 | 73 | 1650 | 82 | 80 | Vestas | V82-1.65 | 2005/2006 | 49.3493 | -98.5583 | 12 turbines commissioned in 2005, 51 turbines commissioned in 2006 (cannot confirm which)
Manitoba | St. Leon | 120.45 | LEO72 | 72 | 73 | 1650 | 82 | 80 | Vestas | V82-1.65 | 2005/2006 | 49.39 | -98.5623 | 12 turbines commissioned in 2005, 51 turbines commissioned in 2006 (cannot confirm which)
Manitoba | St. Leon | 120.45 | LEO73 | 73 | 73 | 1650 | 82 | 80 | Vestas | V82-1.65 | 2005/2006 | 49.3485 | -98.645 | 12 turbines commissioned in 2005, 51 turbines commissioned in 2006 (cannot confirm which)
New Brunswick | Burchill | 42 | BRH1 | 1 | 10 | 4200 | 141 | 135 | Enercon | E141-4.2 | 2023 | 45.1595 | -66.1908 | Battery Energy Storage System - 5.781 MW/11.562 MWh Lithium Ion Battery
New Brunswick | Burchill | 42 | BRH2 | 2 | 10 | 4200 | 141 | 135 | Enercon | E141-4.2 | 2023 | 45.1643 | -66.1972 | Battery Energy Storage System - 5.781 MW/11.562 MWh Lithium Ion Battery
New Brunswick | Burchill | 42 | BRH3 | 3 | 10 | 4200 | 141 | 135 | Enercon | E141-4.2 | 2023 | 45.1687 | -66.2007 | Battery Energy Storage System - 5.781 MW/11.562 MWh Lithium Ion Battery
New Brunswick | Burchill | 42 | BRH4 | 4 | 10 | 4200 | 141 | 135 | Enercon | E141-4.2 | 2023 | 45.1731 | -66.2004 | Battery Energy Storage System - 5.781 MW/11.562 MWh Lithium Ion Battery
New Brunswick | Burchill | 42 | BRH5 | 5 | 10 | 4200 | 141 | 135 | Enercon | E141-4.2 | 2023 | 45.1783 | -66.1934 | Battery Energy Storage System - 5.781 MW/11.562 MWh Lithium Ion Battery
New Brunswick | Burchill | 42 | BRH6 | 6 | 10 | 4200 | 141 | 135 | Enercon | E141-4.2 | 2023 | 45.1828 | -66.189 | Battery Energy Storage System - 5.781 MW/11.562 MWh Lithium Ion Battery
New Brunswick | Burchill | 42 | BRH7 | 7 | 10 | 4200 | 141 | 135 | Enercon | E141-4.2 | 2023 | 45.1858 | -66.1828 | Battery Energy Storage System - 5.781 MW/11.562 MWh Lithium Ion Battery
New Brunswick | Burchill | 42 | BRH8 | 8 | 10 | 4200 | 141 | 135 | Enercon | E141-4.2 | 2023 | 45.1898 | -66.1864 | Battery Energy Storage System - 5.781 MW/11.562 MWh Lithium Ion Battery
New Brunswick | Burchill | 42 | BRH9 | 9 | 10 | 4200 | 141 | 135 | Enercon | E141-4.2 | 2023 | 45.1979 | -66.1879 | Battery Energy Storage System - 5.781 MW/11.562 MWh Lithium Ion Battery
New Brunswick | Burchill | 42 | BRH10 | 10 | 10 | 4200 | 141 | 135 | Enercon | E141-4.2 | 2023 | 45.1928 | -66.201 | Battery Energy Storage System - 5.781 MW/11.562 MWh Lithium Ion Battery
New Brunswick | Cap-Pelé | 2.35 | CAP1 | 1 | 1 | 2350 | 92 | 98 | Enercon | E92-2.35 | 2018 | 46.1796 | -64.2385
New Brunswick | Caribou Wind Park | 99 | CWP1 | 1 | 33 | 3000 | 90 | 80 | Vestas | V90-3.0 | 2009 | 47.511 | -66.418
New Brunswick | Caribou Wind Park | 99 | CWP2 | 2 | 33 | 3000 | 90 | 80 | Vestas | V90-3.0 | 2009 | 47.508 | -66.4161
New Brunswick | Caribou Wind Park | 99 | CWP3 | 3 | 33 | 3000 | 90 | 80 | Vestas | V90-3.0 | 2009 | 47.505 | -66.415
New Brunswick | Caribou Wind Park | 99 | CWP4 | 4 | 33 | 3000 | 90 | 80 | Vestas | V90-3.0 | 2009 | 47.501 | -66.415
New Brunswick | Caribou Wind Park | 99 | CWP5 | 5 | 33 | 3000 | 90 | 80 | Vestas | V90-3.0 | 2009 | 47.498 | -66.414
New Brunswick | Caribou Wind Park | 99 | CWP6 | 6 | 33 | 3000 | 90 | 80 | Vestas | V90-3.0 | 2009 | 47.493 | -66.432
New Brunswick | Caribou Wind Park | 99 | CWP7 | 7 | 33 | 3000 | 90 | 80 | Vestas | V90-3.0 | 2009 | 47.487 | -66.428
New Brunswick | Caribou Wind Park | 99 | CWP8 | 8 | 33 | 3000 | 90 | 80 | Vestas | V90-3.0 | 2009 | 47.484 | -66.43
New Brunswick | Caribou Wind Park | 99 | CWP9 | 9 | 33 | 3000 | 90 | 80 | Vestas | V90-3.0 | 2009 | 47.481 | -66.421
New Brunswick | Caribou Wind Park | 99 | CWP10 | 10 | 33 | 3000 | 90 | 80 | Vestas | V90-3.0 | 2009 | 47.478 | -66.425
New Brunswick | Caribou Wind Park | 99 | CWP11 | 11 | 33 | 3000 | 90 | 80 | Vestas | V90-3.0 | 2009 | 47.474 | -66.424
New Brunswick | Caribou Wind Park | 99 | CWP12 | 12 | 33 | 3000 | 90 | 80 | Vestas | V90-3.0 | 2009 | 47.471 | -66.423
New Brunswick | Caribou Wind Park | 99 | CWP13 | 13 | 33 | 3000 | 90 | 80 | Vestas | V90-3.0 | 2009 | 47.468 | -66.424
New Brunswick | Caribou Wind Park | 99 | CWP14 | 14 | 33 | 3000 | 90 | 80 | Vestas | V90-3.0 | 2009 | 47.461 | -66.429
New Brunswick | Caribou Wind Park | 99 | CWP15 | 15 | 33 | 3000 | 90 | 80 | Vestas | V90-3.0 | 2009 | 47.454 | -66.423
New Brunswick | Caribou Wind Park | 99 | CWP16 | 16 | 33 | 3000 | 90 | 80 | Vestas | V90-3.0 | 2009 | 47.452 | -66.432
New Brunswick | Caribou Wind Park | 99 | CWP17 | 17 | 33 | 3000 | 90 | 80 | Vestas | V90-3.0 | 2009 | 47.451 | -66.424
New Brunswick | Caribou Wind Park | 99 | CWP18 | 18 | 33 | 3000 | 90 | 80 | Vestas | V90-3.0 | 2009 | 47.4646 | -66.4667
New Brunswick | Caribou Wind Park | 99 | CWP19 | 19 | 33 | 3000 | 90 | 80 | Vestas | V90-3.0 | 2009 | 47.46 | -66.467
New Brunswick | Caribou Wind Park | 99 | CWP20 | 20 | 33 | 3000 | 90 | 80 | Vestas | V90-3.0 | 2009 | 47.442 | -66.486
New Brunswick | Caribou Wind Park | 99 | CWP21 | 21 | 33 | 3000 | 90 | 80 | Vestas | V90-3.0 | 2009 | 47.444 | -66.483
New Brunswick | Caribou Wind Park | 99 | CWP22 | 22 | 33 | 3000 | 90 | 80 | Vestas | V90-3.0 | 2009 | 47.447 | -66.48
New Brunswick | Caribou Wind Park | 99 | CWP23 | 23 | 33 | 3000 | 90 | 80 | Vestas | V90-3.0 | 2009 | 47.45 | -66.474
New Brunswick | Caribou Wind Park | 99 | CWP24 | 24 | 33 | 3000 | 90 | 80 | Vestas | V90-3.0 | 2009 | 47.452 | -66.47
New Brunswick | Caribou Wind Park | 99 | CWP25 | 25 | 33 | 3000 | 90 | 80 | Vestas | V90-3.0 | 2009 | 47.454 | -66.465
New Brunswick | Caribou Wind Park | 99 | CWP26 | 26 | 33 | 3000 | 90 | 80 | Vestas | V90-3.0 | 2009 | 47.449 | -66.457
New Brunswick | Caribou Wind Park | 99 | CWP27 | 27 | 33 | 3000 | 90 | 80 | Vestas | V90-3.0 | 2009 | 47.451 | -66.451
New Brunswick | Caribou Wind Park | 99 | CWP28 | 28 | 33 | 3000 | 90 | 80 | Vestas | V90-3.0 | 2009 | 47.442 | -66.446
New Brunswick | Caribou Wind Park | 99 | CWP29 | 29 | 33 | 3000 | 90 | 80 | Vestas | V90-3.0 | 2009 | 47.433 | -66.468
New Brunswick | Caribou Wind Park | 99 | CWP30 | 30 | 33 | 3000 | 90 | 80 | Vestas | V90-3.0 | 2009 | 47.425 | -66.479
New Brunswick | Caribou Wind Park | 99 | CWP31 | 31 | 33 | 3000 | 90 | 80 | Vestas | V90-3.0 | 2009 | 47.427 | -66.47
New Brunswick | Caribou Wind Park | 99 | CWP32 | 32 | 33 | 3000 | 90 | 80 | Vestas | V90-3.0 | 2009 | 47.429 | -66.456
New Brunswick | Caribou Wind Park | 99 | CWP33 | 33 | 33 | 3000 | 90 | 80 | Vestas | V90-3.0 | 2009 | 47.428 | -66.45
New Brunswick | Kent Hills | 167.25 | KHW1 | 1 | 55 | 3000 | 90 | 80 | Vestas | V90-3.0 | 2008 | 45.8396 | -64.8605 | Major foundation issues found in 2022, most of the turbines (50/55) will have to be replaced
New Brunswick | Kent Hills | 167.25 | KHW2 | 2 | 55 | 3000 | 90 | 80 | Vestas | V90-3.0 | 2008 | 45.8364 | -64.8573 | Major foundation issues found in 2022, most of the turbines (50/55) will have to be replaced
New Brunswick | Kent Hills | 167.25 | KHW3 | 3 | 55 | 3000 | 90 | 80 | Vestas | V90-3.0 | 2008 | 45.8364 | -64.8721 | Major foundation issues found in 2022, most of the turbines (50/55) will have to be replaced
New Brunswick | Kent Hills | 167.25 | KHW4 | 4 | 55 | 3000 | 90 | 80 | Vestas | V90-3.0 | 2008 | 45.8335 | -64.8704 | Major foundation issues found in 2022, most of the turbines (50/55) will have to be replaced
New Brunswick | Kent Hills | 167.25 | KHW5 | 5 | 55 | 3000 | 90 | 80 | Vestas | V90-3.0 | 2008 | 45.8292 | -64.8823 | Major foundation issues found in 2022, most of the turbines (50/55) will have to be replaced
New Brunswick | Kent Hills | 167.25 | KHW6 | 6 | 55 | 3000 | 90 | 80 | Vestas | V90-3.0 | 2008 | 45.8232 | -64.8817 | Major foundation issues found in 2022, most of the turbines (50/55) will have to be replaced
New Brunswick | Kent Hills | 167.25 | KHW7 | 7 | 55 | 3000 | 90 | 80 | Vestas | V90-3.0 | 2008 | 45.8229 | -64.8432 | Major foundation issues found in 2022, most of the turbines (50/55) will have to be replaced
New Brunswick | Kent Hills | 167.25 | KHW8 | 8 | 55 | 3000 | 90 | 80 | Vestas | V90-3.0 | 2008 | 45.8178 | -64.8432 | Major foundation issues found in 2022, most of the turbines (50/55) will have to be replaced
New Brunswick | Kent Hills | 167.25 | KHW9 | 9 | 55 | 3000 | 90 | 80 | Vestas | V90-3.0 | 2008 | 45.8126 | -64.8501 | Major foundation issues found in 2022, most of the turbines (50/55) will have to be replaced
New Brunswick | Kent Hills | 167.25 | KHW10 | 10 | 55 | 3000 | 90 | 80 | Vestas | V90-3.0 | 2008 | 45.8095 | -64.8423 | Major foundation issues found in 2022, most of the turbines (50/55) will have to be replaced
New Brunswick | Kent Hills | 167.25 | KHW11 | 11 | 55 | 3000 | 90 | 80 | Vestas | V90-3.0 | 2008 | 45.8181 | -64.9123 | Major foundation issues found in 2022, most of the turbines (50/55) will have to be replaced
New Brunswick | Kent Hills | 167.25 | KHW12 | 12 | 55 | 3000 | 90 | 80 | Vestas | V90-3.0 | 2008 | 45.8139 | -64.9093 | Major foundation issues found in 2022, most of the turbines (50/55) will have to be replaced
New Brunswick | Kent Hills | 167.25 | KHW13 | 13 | 55 | 3000 | 90 | 80 | Vestas | V90-3.0 | 2008 | 45.8114 | -64.8998 | Major foundation issues found in 2022, most of the turbines (50/55) will have to be replaced
New Brunswick | Kent Hills | 167.25 | KHW14 | 14 | 55 | 3000 | 90 | 80 | Vestas | V90-3.0 | 2008 | 45.8084 | -64.898 | Major foundation issues found in 2022, most of the turbines (50/55) will have to be replaced
New Brunswick | Kent Hills | 167.25 | KHW15 | 15 | 55 | 3000 | 90 | 80 | Vestas | V90-3.0 | 2008 | 45.8115 | -64.8878 | Major foundation issues found in 2022, most of the turbines (50/55) will have to be replaced
New Brunswick | Kent Hills | 167.25 | KHW16 | 16 | 55 | 3000 | 90 | 80 | Vestas | V90-3.0 | 2008 | 45.8084 | -64.8863 | Major foundation issues found in 2022, most of the turbines (50/55) will have to be replaced
New Brunswick | Kent Hills | 167.25 | KHW17 | 17 | 55 | 3000 | 90 | 80 | Vestas | V90-3.0 | 2008 | 45.8143 | -64.8688 | Major foundation issues found in 2022, most of the turbines (50/55) will have to be replaced
New Brunswick | Kent Hills | 167.25 | KHW18 | 18 | 55 | 3000 | 90 | 80 | Vestas | V90-3.0 | 2008 | 45.8107 | -64.8674 | Major foundation issues found in 2022, most of the turbines (50/55) will have to be replaced
New Brunswick | Kent Hills | 167.25 | KHW19 | 19 | 55 | 3000 | 90 | 80 | Vestas | V90-3.0 | 2008 | 45.8074 | -64.866 | Major foundation issues found in 2022, most of the turbines (50/55) will have to be replaced
New Brunswick | Kent Hills | 167.25 | KHW20 | 20 | 55 | 3000 | 90 | 80 | Vestas | V90-3.0 | 2008 | 45.804 | -64.8646 | Major foundation issues found in 2022, most of the turbines (50/55) will have to be replaced
New Brunswick | Kent Hills | 167.25 | KHW21 | 21 | 55 | 3000 | 90 | 80 | Vestas | V90-3.0 | 2008 | 45.8004 | -64.8645 | Major foundation issues found in 2022, most of the turbines (50/55) will have to be replaced
New Brunswick | Kent Hills | 167.25 | KHW22 | 22 | 55 | 3000 | 90 | 80 | Vestas | V90-3.0 | 2008 | 45.7978 | -64.8973 | Major foundation issues found in 2022, most of the turbines (50/55) will have to be replaced
New Brunswick | Kent Hills | 167.25 | KHW23 | 23 | 55 | 3000 | 90 | 80 | Vestas | V90-3.0 | 2008 | 45.7949 | -64.8955 | Major foundation issues found in 2022, most of the turbines (50/55) will have to be replaced
New Brunswick | Kent Hills | 167.25 | KHW24 | 24 | 55 | 3000 | 90 | 80 | Vestas | V90-3.0 | 2008 | 45.7943 | -64.9096 | Major foundation issues found in 2022, most of the turbines (50/55) will have to be replaced
New Brunswick | Kent Hills | 167.25 | KHW25 | 25 | 55 | 3000 | 90 | 80 | Vestas | V90-3.0 | 2008 | 45.7899 | -64.9093 | Major foundation issues found in 2022, most of the turbines (50/55) will have to be replaced
New Brunswick | Kent Hills | 167.25 | KHW26 | 26 | 55 | 3000 | 90 | 80 | Vestas | V90-3.0 | 2008 | 45.7863 | -64.9092 | Major foundation issues found in 2022, most of the turbines (50/55) will have to be replaced
New Brunswick | Kent Hills | 167.25 | KHW27 | 27 | 55 | 3000 | 90 | 80 | Vestas | V90-3.0 | 2008 | 45.7812 | -64.9082 | Major foundation issues found in 2022, most of the turbines (50/55) will have to be replaced
New Brunswick | Kent Hills | 167.25 | KHW28 | 28 | 55 | 3000 | 90 | 80 | Vestas | V90-3.0 | 2008 | 45.7776 | -64.9074 | Major foundation issues found in 2022, most of the turbines (50/55) will have to be replaced
New Brunswick | Kent Hills | 167.25 | KHW29 | 29 | 55 | 3000 | 90 | 80 | Vestas | V90-3.0 | 2008 | 45.7743 | -64.9058 | Major foundation issues found in 2022, most of the turbines (50/55) will have to be replaced
New Brunswick | Kent Hills | 167.25 | KHW30 | 30 | 55 | 3000 | 90 | 80 | Vestas | V90-3.0 | 2008 | 45.7709 | -64.904 | Major foundation issues found in 2022, most of the turbines (50/55) will have to be replaced
New Brunswick | Kent Hills | 167.25 | KHW31 | 31 | 55 | 3000 | 90 | 80 | Vestas | V90-3.0 | 2008 | 45.7676 | -64.9024 | Major foundation issues found in 2022, most of the turbines (50/55) will have to be replaced
New Brunswick | Kent Hills | 167.25 | KHW32 | 32 | 55 | 3000 | 90 | 80 | Vestas | V90-3.0 | 2008 | 45.7642 | -64.9007 | Major foundation issues found in 2022, most of the turbines (50/55) will have to be replaced
New Brunswick | Kent Hills | 167.25 | KHW33 | 33 | 55 | 3000 | 90 | 80 | Vestas | V90-3.0 | 2010 | 45.8273 | -64.8946 | Major foundation issues found in 2022, most of the turbines (50/55) will have to be replaced
New Brunswick | Kent Hills | 167.25 | KHW34 | 34 | 55 | 3000 | 90 | 80 | Vestas | V90-3.0 | 2010 | 45.8237 | -64.8935 | Major foundation issues found in 2022, most of the turbines (50/55) will have to be replaced
New Brunswick | Kent Hills | 167.25 | KHW35 | 35 | 55 | 3000 | 90 | 80 | Vestas | V90-3.0 | 2010 | 45.792 | -64.8937 | Major foundation issues found in 2022, most of the turbines (50/55) will have to be replaced
New Brunswick | Kent Hills | 167.25 | KHW36 | 36 | 55 | 3000 | 90 | 80 | Vestas | V90-3.0 | 2010 | 45.7847 | -64.8876 | Major foundation issues found in 2022, most of the turbines (50/55) will have to be replaced
New Brunswick | Kent Hills | 167.25 | KHW37 | 37 | 55 | 3000 | 90 | 80 | Vestas | V90-3.0 | 2010 | 45.782 | -64.8858 | Major foundation issues found in 2022, most of the turbines (50/55) will have to be replaced
New Brunswick | Kent Hills | 167.25 | KHW38 | 38 | 55 | 3000 | 90 | 80 | Vestas | V90-3.0 | 2010 | 45.7791 | -64.8802 | Major foundation issues found in 2022, most of the turbines (50/55) will have to be replaced
New Brunswick | Kent Hills | 167.25 | KHW39 | 39 | 55 | 3000 | 90 | 80 | Vestas | V90-3.0 | 2010 | 45.7764 | -64.8784 | Major foundation issues found in 2022, most of the turbines (50/55) will have to be replaced
New Brunswick | Kent Hills | 167.25 | KHW40 | 40 | 55 | 3000 | 90 | 80 | Vestas | V90-3.0 | 2010 | 45.7736 | -64.8765 | Major foundation issues found in 2022, most of the turbines (50/55) will have to be replaced
New Brunswick | Kent Hills | 167.25 | KHW41 | 41 | 55 | 3000 | 90 | 80 | Vestas | V90-3.0 | 2010 | 45.788 | -64.9476 | Major foundation issues found in 2022, most of the turbines (50/55) will have to be replaced
New Brunswick | Kent Hills | 167.25 | KHW42 | 42 | 55 | 3000 | 90 | 80 | Vestas | V90-3.0 | 2010 | 45.7839 | -64.9474 | Major foundation issues found in 2022, most of the turbines (50/55) will have to be replaced
New Brunswick | Kent Hills | 167.25 | KHW43 | 43 | 55 | 3000 | 90 | 80 | Vestas | V90-3.0 | 2010 | 45.7797 | -64.9471 | Major foundation issues found in 2022, most of the turbines (50/55) will have to be replaced
New Brunswick | Kent Hills | 167.25 | KHW44 | 44 | 55 | 3000 | 90 | 80 | Vestas | V90-3.0 | 2010 | 45.7743 | -64.9489 | Major foundation issues found in 2022, most of the turbines (50/55) will have to be replaced
New Brunswick | Kent Hills | 167.25 | KHW45 | 45 | 55 | 3000 | 90 | 80 | Vestas | V90-3.0 | 2010 | 45.7688 | -64.9509 | Major foundation issues found in 2022, most of the turbines (50/55) will have to be replaced
New Brunswick | Kent Hills | 167.25 | KHW46 | 46 | 55 | 3000 | 90 | 80 | Vestas | V90-3.0 | 2010 | 45.7649 | -64.9504 | Major foundation issues found in 2022, most of the turbines (50/55) will have to be replaced
New Brunswick | Kent Hills | 167.25 | KHW47 | 47 | 55 | 3000 | 90 | 80 | Vestas | V90-3.0 | 2010 | 45.7718 | -64.9301 | Major foundation issues found in 2022, most of the turbines (50/55) will have to be replaced
New Brunswick | Kent Hills | 167.25 | KHW48 | 48 | 55 | 3000 | 90 | 80 | Vestas | V90-3.0 | 2010 | 45.7687 | -64.928 | Major foundation issues found in 2022, most of the turbines (50/55) will have to be replaced
New Brunswick | Kent Hills | 167.25 | KHW49 | 49 | 55 | 3000 | 90 | 80 | Vestas | V90-3.0 | 2010 | 45.7565 | -64.9392 | Major foundation issues found in 2022, most of the turbines (50/55) will have to be replaced
New Brunswick | Kent Hills | 167.25 | KHW50 | 50 | 55 | 3000 | 90 | 80 | Vestas | V90-3.0 | 2010 | 45.754 | -64.9372 | Major foundation issues found in 2022, most of the turbines (50/55) will have to be replaced
New Brunswick | Kent Hills | 167.25 | KHW51 | 51 | 55 | 3450 | 126 | 117 | Vestas | V126-3.45 | 2018 | 45.8021 | -64.8334 | Major foundation issues found in 2022, most of the turbines (50/55) will have to be replaced
New Brunswick | Kent Hills | 167.25 | KHW52 | 52 | 55 | 3450 | 126 | 117 | Vestas | V126-3.45 | 2018 | 45.7965 | -64.8335 | Major foundation issues found in 2022, most of the turbines (50/55) will have to be replaced
New Brunswick | Kent Hills | 167.25 | KHW53 | 53 | 55 | 3450 | 126 | 117 | Vestas | V126-3.45 | 2018 | 45.7576 | -64.9641 | Major foundation issues found in 2022, most of the turbines (50/55) will have to be replaced
New Brunswick | Kent Hills | 167.25 | KHW54 | 54 | 55 | 3450 | 126 | 117 | Vestas | V126-3.45 | 2018 | 45.7515 | -64.9595 | Major foundation issues found in 2022, most of the turbines (50/55) will have to be replaced
New Brunswick | Kent Hills | 167.25 | KHW55 | 55 | 55 | 3450 | 126 | 117 | Vestas | V126-3.45 | 2018 | 45.7449 | -64.9493 | Major foundation issues found in 2022, most of the turbines (50/55) will have to be replaced
New Brunswick | Lamèque Wind Power Project | 45 | LWP1 | 1 | 30 | 1500 | 77 | 80 | Acciona Wind Power | AW77/1500 | 2011 | 47.8759 | -64.6152
New Brunswick | Lamèque Wind Power Project | 45 | LWP2 | 2 | 30 | 1500 | 77 | 80 | Acciona Wind Power | AW77/1500 | 2011 | 47.8732 | -64.612
New Brunswick | Lamèque Wind Power Project | 45 | LWP3 | 3 | 30 | 1500 | 77 | 80 | Acciona Wind Power | AW77/1500 | 2011 | 47.8699 | -64.6115
New Brunswick | Lamèque Wind Power Project | 45 | LWP4 | 4 | 30 | 1500 | 77 | 80 | Acciona Wind Power | AW77/1500 | 2011 | 47.8666 | -64.6109
New Brunswick | Lamèque Wind Power Project | 45 | LWP5 | 5 | 30 | 1500 | 77 | 80 | Acciona Wind Power | AW77/1500 | 2011 | 47.8698 | -64.6238
New Brunswick | Lamèque Wind Power Project | 45 | LWP6 | 6 | 30 | 1500 | 77 | 80 | Acciona Wind Power | AW77/1500 | 2011 | 47.8669 | -64.623
New Brunswick | Lamèque Wind Power Project | 45 | LWP7 | 7 | 30 | 1500 | 77 | 80 | Acciona Wind Power | AW77/1500 | 2011 | 47.8641 | -64.6203
New Brunswick | Lamèque Wind Power Project | 45 | LWP8 | 8 | 30 | 1500 | 77 | 80 | Acciona Wind Power | AW77/1500 | 2011 | 47.8615 | -64.6197
New Brunswick | Lamèque Wind Power Project | 45 | LWP9 | 9 | 30 | 1500 | 77 | 80 | Acciona Wind Power | AW77/1500 | 2011 | 47.8644 | -64.6006
New Brunswick | Lamèque Wind Power Project | 45 | LWP10 | 10 | 30 | 1500 | 77 | 80 | Acciona Wind Power | AW77/1500 | 2011 | 47.856 | -64.5992
New Brunswick | Lamèque Wind Power Project | 45 | LWP11 | 11 | 30 | 1500 | 77 | 80 | Acciona Wind Power | AW77/1500 | 2011 | 47.8514 | -64.6199
New Brunswick | Lamèque Wind Power Project | 45 | LWP12 | 12 | 30 | 1500 | 77 | 80 | Acciona Wind Power | AW77/1500 | 2011 | 47.8493 | -64.6186
New Brunswick | Lamèque Wind Power Project | 45 | LWP13 | 13 | 30 | 1500 | 77 | 80 | Acciona Wind Power | AW77/1500 | 2011 | 47.8463 | -64.6153
New Brunswick | Lamèque Wind Power Project | 45 | LWP14 | 14 | 30 | 1500 | 77 | 80 | Acciona Wind Power | AW77/1500 | 2011 | 47.8439 | -64.6243
New Brunswick | Lamèque Wind Power Project | 45 | LWP15 | 15 | 30 | 1500 | 77 | 80 | Acciona Wind Power | AW77/1500 | 2011 | 47.8409 | -64.6235
New Brunswick | Lamèque Wind Power Project | 45 | LWP16 | 16 | 30 | 1500 | 77 | 80 | Acciona Wind Power | AW77/1500 | 2011 | 47.8378 | -64.6189
New Brunswick | Lamèque Wind Power Project | 45 | LWP17 | 17 | 30 | 1500 | 77 | 80 | Acciona Wind Power | AW77/1500 | 2011 | 47.834 | -64.6532
New Brunswick | Lamèque Wind Power Project | 45 | LWP18 | 18 | 30 | 1500 | 77 | 80 | Acciona Wind Power | AW77/1500 | 2011 | 47.8383 | -64.6543
New Brunswick | Lamèque Wind Power Project | 45 | LWP19 | 19 | 30 | 1500 | 77 | 80 | Acciona Wind Power | AW77/1500 | 2011 | 47.8422 | -64.6461
New Brunswick | Lamèque Wind Power Project | 45 | LWP20 | 20 | 30 | 1500 | 77 | 80 | Acciona Wind Power | AW77/1500 | 2011 | 47.8382 | -64.6328
New Brunswick | Lamèque Wind Power Project | 45 | LWP21 | 21 | 30 | 1500 | 77 | 80 | Acciona Wind Power | AW77/1500 | 2011 | 47.836 | -64.6307
New Brunswick | Lamèque Wind Power Project | 45 | LWP22 | 22 | 30 | 1500 | 77 | 80 | Acciona Wind Power | AW77/1500 | 2011 | 47.8338 | -64.6287
New Brunswick | Lamèque Wind Power Project | 45 | LWP23 | 23 | 30 | 1500 | 77 | 80 | Acciona Wind Power | AW77/1500 | 2011 | 47.8329 | -64.6388
New Brunswick | Lamèque Wind Power Project | 45 | LWP24 | 24 | 30 | 1500 | 77 | 80 | Acciona Wind Power | AW77/1500 | 2011 | 47.8298 | -64.6373
New Brunswick | Lamèque Wind Power Project | 45 | LWP25 | 25 | 30 | 1500 | 77 | 80 | Acciona Wind Power | AW77/1500 | 2011 | 47.827 | -64.6362
New Brunswick | Lamèque Wind Power Project | 45 | LWP26 | 26 | 30 | 1500 | 77 | 80 | Acciona Wind Power | AW77/1500 | 2011 | 47.8246 | -64.651
New Brunswick | Lamèque Wind Power Project | 45 | LWP27 | 27 | 30 | 1500 | 77 | 80 | Acciona Wind Power | AW77/1500 | 2011 | 47.822 | -64.6495
New Brunswick | Lamèque Wind Power Project | 45 | LWP28 | 28 | 30 | 1500 | 77 | 80 | Acciona Wind Power | AW77/1500 | 2011 | 47.8192 | -64.648
New Brunswick | Lamèque Wind Power Project | 45 | LWP29 | 29 | 30 | 1500 | 77 | 80 | Acciona Wind Power | AW77/1500 | 2011 | 47.8168 | -64.6471
New Brunswick | Lamèque Wind Power Project | 45 | LWP30 | 30 | 30 | 1500 | 77 | 80 | Acciona Wind Power | AW77/1500 | 2011 | 47.8144 | -64.6463
New Brunswick | Oinpegitjoig Wind Project | 3.8 | OPJ1 | 1 | 1 | 3500 | 127 | 135 | Enercon | E126-3.5 | 2020 | 46.6621 | -64.8911 | Turbine uprated from 3.5 MW
New Brunswick | Wisokolamson Energy Wind Project | 18 | WSK1 | 1 | 5 | 3600 | 126 | 117 | Vestas | V126-3.6 | 2019 | 45.7214 | -64.8866
New Brunswick | Wisokolamson Energy Wind Project | 18 | WSK2 | 2 | 5 | 3600 | 126 | 117 | Vestas | V126-3.6 | 2019 | 45.7141 | -64.8882
New Brunswick | Wisokolamson Energy Wind Project | 18 | WSK3 | 3 | 5 | 3600 | 126 | 117 | Vestas | V126-3.6 | 2019 | 45.7106 | -64.8924
New Brunswick | Wisokolamson Energy Wind Project | 18 | WSK4 | 4 | 5 | 3600 | 126 | 117 | Vestas | V126-3.6 | 2019 | 45.7062 | -64.8845
New Brunswick | Wisokolamson Energy Wind Project | 18 | WSK5 | 5 | 5 | 3600 | 126 | 117 | Vestas | V126-3.6 | 2019 | 45.701 | -64.8836
New Brunswick | Wocawson Energy Project | 20 | WCS1 | 1 | 11 | 4000 | 127 | 131 | Enercon | E126-4.0 | 2020 | 45.797 | -65.255
New Brunswick | Wocawson Energy Project | 20 | WCS2 | 2 | 11 | 4000 | 127 | 131 | Enercon | E126-4.0 | 2020 | 45.7929 | -65.2553
New Brunswick | Wocawson Energy Project | 20 | WCS3 | 3 | 11 | 4000 | 127 | 131 | Enercon | E126-4.0 | 2020 | 45.8029 | -65.2524
New Brunswick | Wocawson Energy Project | 20 | WCS4 | 4 | 11 | 4000 | 127 | 131 | Enercon | E126-4.0 | 2020 | 45.8077 | -65.2506
New Brunswick | Wocawson Energy Project | 20 | WCS5 | 5 | 11 | 4000 | 127 | 131 | Enercon | E126-4.0 | 2020 | 45.8123 | -65.2499
New Brunswick | Wocawson Phase II (Neweg Energy) | 25 | WCS6 | 6 | 11 | 4200 | 138 | 127 | Enercon | E-138 | 2025 | 45.7736 | -65.2797
New Brunswick | Wocawson Phase II (Neweg Energy) | 25 | WCS7 | 7 | 11 | 4200 | 138 | 127 | Enercon | E-138 | 2025 | 45.7737 | -65.2928
New Brunswick | Wocawson Phase II (Neweg Energy) | 25 | WCS8 | 8 | 11 | 4200 | 138 | 127 | Enercon | E-138 | 2025 | 45.7673 | -65.2925
New Brunswick | Wocawson Phase II (Neweg Energy) | 25 | WCS9 | 9 | 11 | 4200 | 138 | 127 | Enercon | E-138 | 2025 | 45.7667 | -65.271
New Brunswick | Wocawson Phase II (Neweg Energy) | 25 | WCS10 | 10 | 11 | 4200 | 138 | 127 | Enercon | E-138 | 2025 | 45.7619 | -65.27
New Brunswick | Wocawson Phase II (Neweg Energy) | 25 | WCS11 | 11 | 11 | 4200 | 138 | 127 | Enercon | E-138 | 2025 | 45.7574 | -65.2698
Newfoundland and Labrador | Fermeuse | 27 | FEW1 | 1 | 9 | 3000 | 90 | 80 | Vestas | V90-3.0 | 2009 | 46.9896 | -53.0179
Newfoundland and Labrador | Fermeuse | 27 | FEW2 | 2 | 9 | 3000 | 90 | 80 | Vestas | V90-3.0 | 2009 | 46.9886 | -53.0133
Newfoundland and Labrador | Fermeuse | 27 | FEW3 | 3 | 9 | 3000 | 90 | 80 | Vestas | V90-3.0 | 2009 | 46.9865 | -53.0107
Newfoundland and Labrador | Fermeuse | 27 | FEW4 | 4 | 9 | 3000 | 90 | 80 | Vestas | V90-3.0 | 2009 | 46.9846 | -53.008
Newfoundland and Labrador | Fermeuse | 27 | FEW5 | 5 | 9 | 3000 | 90 | 80 | Vestas | V90-3.0 | 2009 | 46.9834 | -53.0049
Newfoundland and Labrador | Fermeuse | 27 | FEW6 | 6 | 9 | 3000 | 90 | 80 | Vestas | V90-3.0 | 2009 | 46.9811 | -53.0021
Newfoundland and Labrador | Fermeuse | 27 | FEW7 | 7 | 9 | 3000 | 90 | 80 | Vestas | V90-3.0 | 2009 | 46.9725 | -52.9777
Newfoundland and Labrador | Fermeuse | 27 | FEW8 | 8 | 9 | 3000 | 90 | 80 | Vestas | V90-3.0 | 2009 | 46.971 | -52.9739
Newfoundland and Labrador | Fermeuse | 27 | FEW9 | 9 | 9 | 3000 | 90 | 80 | Vestas | V90-3.0 | 2009 | 46.9699 | -52.9701
Newfoundland and Labrador | Ramea Wind-Diesel Demonstration | 0.39 | RAM1 | 1 | 6 | 65 | 15.5 | 24.5 | Windmatic | WM15S | 2004 | 47.5266 | -57.3889
Newfoundland and Labrador | Ramea Wind-Diesel Demonstration | 0.39 | RAM2 | 2 | 6 | 65 | 15.5 | 24.5 | Windmatic | WM15S | 2004 | 47.5234 | -57.3983
Newfoundland and Labrador | Ramea Wind-Diesel Demonstration | 0.39 | RAM3 | 3 | 6 | 65 | 15.5 | 24.5 | Windmatic | WM15S | 2004 | 47.5231 | -57.3978
Newfoundland and Labrador | Ramea Wind-Diesel Demonstration | 0.39 | RAM4 | 4 | 6 | 65 | 15.5 | 24.5 | Windmatic | WM15S | 2004 | 47.5228 | -57.3977
Newfoundland and Labrador | Ramea Wind-Diesel Demonstration | 0.39 | RAM5 | 5 | 6 | 65 | 15.5 | 24.5 | Windmatic | WM15S | 2004 | 47.5225 | -57.3989
Newfoundland and Labrador | Ramea Wind-Diesel Demonstration | 0.39 | RAM6 | 6 | 6 | 65 | 15.5 | 24.5 | Windmatic | WM15S | 2004 | 47.5222 | -57.3985
Newfoundland and Labrador | Ramea Wind-Hydrogen-Diesel | 0.3 | RWD1 | 1 | 3 | 100 | 21 | 37 | Northwind | Northwind 100 | 2011 | 47.5269 | -57.3873
Newfoundland and Labrador | Ramea Wind-Hydrogen-Diesel | 0.3 | RWD2 | 2 | 3 | 100 | 21 | 37 | Northwind | Northwind 100 | 2011 | 47.5223 | -57.3973
Newfoundland and Labrador | Ramea Wind-Hydrogen-Diesel | 0.3 | RWD3 | 3 | 3 | 100 | 21 | 37 | Northwind | Northwind 100 | 2011 | 47.5269 | -57.3897
Newfoundland and Labrador | St. Lawrence | 27 | STL2 | 1 | 9 | 3000 | 90 | 80 | Vestas | V90-3.0 | 2009 | 46.966 | -55.4268
Newfoundland and Labrador | St. Lawrence | 27 | STL3 | 2 | 9 | 3000 | 90 | 80 | Vestas | V90-3.0 | 2009 | 46.9638 | -55.4253
Newfoundland and Labrador | St. Lawrence | 27 | STL4 | 3 | 9 | 3000 | 90 | 80 | Vestas | V90-3.0 | 2009 | 46.9613 | -55.4266
Newfoundland and Labrador | St. Lawrence | 27 | STL5 | 4 | 9 | 3000 | 90 | 80 | Vestas | V90-3.0 | 2009 | 46.959 | -55.4228
Newfoundland and Labrador | St. Lawrence | 27 | STL6 | 5 | 9 | 3000 | 90 | 80 | Vestas | V90-3.0 | 2009 | 46.9561 | -55.4321
Newfoundland and Labrador | St. Lawrence | 27 | STL7 | 6 | 9 | 3000 | 90 | 80 | Vestas | V90-3.0 | 2009 | 46.9537 | -55.432
Newfoundland and Labrador | St. Lawrence | 27 | STL8 | 7 | 9 | 3000 | 90 | 80 | Vestas | V90-3.0 | 2009 | 46.9512 | -55.4308
Newfoundland and Labrador | St. Lawrence | 27 | STL9 | 8 | 9 | 3000 | 90 | 80 | Vestas | V90-3.0 | 2009 | 46.9728 | -55.4276
Newfoundland and Labrador | St. Lawrence | 27 | STL9 | 9 | 9 | 3000 | 90 | 80 | Vestas | V90-3.0 | 2009 | 46.968 | -55.4287
Northwest Territories | Diavik Mine Wind Farm | 9.2 | DIM1 | 1 | 4 | 2300 | 71 | 64 | Enercon | E70-2.3 | 2012 | 64.4941 | -110.3346
Northwest Territories | Diavik Mine Wind Farm | 9.2 | DIM2 | 2 | 4 | 2300 | 71 | 64 | Enercon | E70-2.3 | 2012 | 64.4937 | -110.342
Northwest Territories | Diavik Mine Wind Farm | 9.2 | DIM3 | 3 | 4 | 2300 | 71 | 64 | Enercon | E70-2.3 | 2012 | 64.49 | -110.3423
Northwest Territories | Diavik Mine Wind Farm | 9.2 | DIM4 | 4 | 4 | 2300 | 71 | 64 | Enercon | E70-2.3 | 2012 | 64.4846 | -110.3346
Northwest Territories | Inuvik High Point | 3.5 | IHP1 | 1 | 1 | 3500 | 138.25 | 150 | Enercon | E138-3.5 | 2023 | 68.3564 | -133.4069 | Battery Energy Storage System - Unknown specifications
Nova Scotia | Amherst Community Wind | 6 | AMC1 | 1 | 2 | 3000 | 101 | 99 | Enercon | E101-3.0 | 2016 | 45.8344 | -64.1442
Nova Scotia | Amherst Community Wind | 6 | AMC2 | 2 | 2 | 3000 | 101 | 99 | Enercon | E101-3.0 | 2016 | 45.8309 | -64.1477
Nova Scotia | Amherst I Wind Farm | 31.5 | AMW1 | 1 | 15 | 2100 | 97 | 90 | Suzlon | S97-2.1 | 2012 | 45.8429 | -64.2552
Nova Scotia | Amherst I Wind Farm | 31.5 | AMW2 | 2 | 15 | 2100 | 97 | 90 | Suzlon | S97-2.1 | 2012 | 45.8387 | -64.2615
Nova Scotia | Amherst I Wind Farm | 31.5 | AMW3 | 3 | 15 | 2100 | 97 | 90 | Suzlon | S97-2.1 | 2012 | 45.8394 | -64.2581
Nova Scotia | Amherst I Wind Farm | 31.5 | AMW4 | 4 | 15 | 2100 | 97 | 90 | Suzlon | S97-2.1 | 2012 | 45.8374 | -64.2555
Nova Scotia | Amherst I Wind Farm | 31.5 | AMW5 | 5 | 15 | 2100 | 97 | 90 | Suzlon | S97-2.1 | 2012 | 45.8375 | -64.2507
Nova Scotia | Amherst I Wind Farm | 31.5 | AMW6 | 6 | 15 | 2100 | 97 | 90 | Suzlon | S97-2.1 | 2012 | 45.8335 | -64.2508
Nova Scotia | Amherst I Wind Farm | 31.5 | AMW7 | 7 | 15 | 2100 | 97 | 90 | Suzlon | S97-2.1 | 2012 | 45.8357 | -64.2462
Nova Scotia | Amherst I Wind Farm | 31.5 | AMW8 | 8 | 15 | 2100 | 97 | 90 | Suzlon | S97-2.1 | 2012 | 45.8289 | -64.2532
Nova Scotia | Amherst I Wind Farm | 31.5 | AMW9 | 9 | 15 | 2100 | 97 | 90 | Suzlon | S97-2.1 | 2012 | 45.8297 | -64.2491
Nova Scotia | Amherst I Wind Farm | 31.5 | AMW10 | 10 | 15 | 2100 | 97 | 90 | Suzlon | S97-2.1 | 2012 | 45.8323 | -64.2422
Nova Scotia | Amherst I Wind Farm | 31.5 | AMW11 | 11 | 15 | 2100 | 97 | 90 | Suzlon | S97-2.1 | 2012 | 45.8256 | -64.2511
Nova Scotia | Amherst I Wind Farm | 31.5 | AMW12 | 12 | 15 | 2100 | 97 | 90 | Suzlon | S97-2.1 | 2012 | 45.8281 | -64.246
Nova Scotia | Amherst I Wind Farm | 31.5 | AMW13 | 13 | 15 | 2100 | 97 | 90 | Suzlon | S97-2.1 | 2012 | 45.8287 | -64.2412
Nova Scotia | Amherst I Wind Farm | 31.5 | AMW14 | 14 | 15 | 2100 | 97 | 90 | Suzlon | S97-2.1 | 2012 | 45.8243 | -64.2486
Nova Scotia | Amherst I Wind Farm | 31.5 | AMW15 | 15 | 15 | 2100 | 97 | 90 | Suzlon | S97-2.1 | 2012 | 45.8245 | -64.2438
Nova Scotia | Auld's Mountain | 4.6 | AUL1 | 1 | 2 | 2300 | 92 | 98 | Enercon | E92-2.35 | 2015 | 45.5948 | -62.3746 | Turbine derated from 2.35 MW
Nova Scotia | Auld's Mountain | 4.6 | AUL2 | 2 | 2 | 2300 | 92 | 98 | Enercon | E92-2.35 | 2015 | 45.5906 | -62.371 | Turbine derated from 2.35 MW
Nova Scotia | Avondale | 1.7 | ADL1 | 1 | 3 | 1600 | 92 | 85 | Enercon | E92-2.35 | 2016 | 45.6325 | -62.2784 | Turbine derated from 2.35 MW
Nova Scotia | Avondale Domestic | 1.7 | ADL2 | 2 | 3 | 50 | 21.5 | 42 | Ghrepower | FD21-50 | 2016 | 45.6373 | -62.2907
Nova Scotia | Avondale Domestic | 1.7 | ADL3 | 3 | 3 | 50 | 21.5 | 42 | Ghrepower | FD21-50 | 2016 | 45.6368 | -62.2873
Nova Scotia | Baddeck | 1.7 | BDK1 | 1 | 1 | 1700 | 100 | 100 | Vestas | V100-2.0 | 2016 | 46.1468 | -60.6962 | Turbine derated from 2.0 MW
Nova Scotia | Barrachois | 4.7 | BAR1 | 1 | 2 | 2350 | 92 | 98 | Enercon | E92-2.35 | 2015 | 46.1584 | -60.4034
Nova Scotia | Barrachois | 4.7 | BAR2 | 2 | 2 | 2350 | 92 | 98 | Enercon | E92-2.35 | 2015 | 46.1534 | -60.4027
Nova Scotia | Barrington | 3.2 | BAT1 | 1 | 2 | 1600 | 82.5 | 80 | General Electric | GE 1.6-82.5 | 2015 | 43.5227 | -65.6663
Nova Scotia | Barrington | 3.2 | BAT2 | 2 | 2 | 1600 | 82.5 | 80 | General Electric | GE 1.6-82.5 | 2015 | 43.5196 | -65.6617
Nova Scotia | Bateston | 2.3 | BAN1 | 1 | 1 | 2300 | 92 | 98 | Enercon | E92-2.35 | 2015 | 45.9931 | -59.9076 | Turbine derated from 2.35 MW
Nova Scotia | Black Pond | 1.99 | BPO1 | 1 | 1 | 1990 | 100 | 80 | Vestas | V100-2.0 | 2015 | 43.7509 | -66.0205 | Turbine derated from 2.0 MW
Nova Scotia | Brenton | 1.99 | BRN1 | 1 | 1 | 1990 | 100 | 95 | Vestas | V100-2.0 | 2016 | 43.9734 | -66.0831 | Turbine derated from 2.0 MW
Nova Scotia | Brookfield | 0.6 | BRD1 | 1 | 1 | 600 | 48 | 50 | Turbowinds | T600-48 | 2005 | 45.2672 | -63.2517
Nova Scotia | Chebucto Pockwock | 10 | CHE1 | 1 | 5 | 2000 | 100 | 100 | Vestas | V100-2.0 | 2014 | 44.7778 | -63.8425
Nova Scotia | Chebucto Pockwock | 10 | CHE2 | 2 | 5 | 2000 | 100 | 100 | Vestas | V100-2.0 | 2014 | 44.7744 | -63.8407
Nova Scotia | Chebucto Pockwock | 10 | CHE3 | 3 | 5 | 2000 | 100 | 100 | Vestas | V100-2.0 | 2014 | 44.7701 | -63.8381
Nova Scotia | Chebucto Pockwock | 10 | CHE4 | 4 | 5 | 2000 | 100 | 100 | Vestas | V100-2.0 | 2014 | 44.7672 | -63.8352
Nova Scotia | Chebucto Pockwock | 10 | CHE5 | 5 | 5 | 2000 | 100 | 100 | Vestas | V100-2.0 | 2014 | 44.7637 | -63.8274
Nova Scotia | Chebucto Terence Bay | 7.05 | CHT1 | 1 | 3 | 2350 | 92 | 85 | Enercon | E92-2.35 | 2017 | 44.5025 | -63.7103
Nova Scotia | Chebucto Terence Bay | 7.05 | CHT2 | 2 | 3 | 2350 | 92 | 85 | Enercon | E92-2.35 | 2017 | 44.5053 | -63.7115
Nova Scotia | Chebucto Terence Bay | 7.05 | CHT3 | 3 | 3 | 2350 | 92 | 85 | Enercon | E92-2.35 | 2017 | 44.5082 | -63.7128
Nova Scotia | Cheticamp | 0.9 | CHP1 | 1 | 1 | 900 | 44 | 55 | Enercon | E44-900 | 2015 | 46.5823 | -60.9741
Nova Scotia | Cheticamp Community | 0.3 | PCW1 | 1 | 6 | 50 | 21.5 | 42 | Ghrepower | FD21-50 | 2015 | 46.5817 | -60.9721
Nova Scotia | Cheticamp Community | 0.3 | PCW2 | 2 | 6 | 50 | 21.5 | 42 | Ghrepower | FD21-50 | 2015 | 46.5812 | -60.9707
Nova Scotia | Cheticamp Community | 0.3 | PCW3 | 3 | 6 | 50 | 21.5 | 42 | Ghrepower | FD21-50 | 2017 | 46.5807 | -60.9692
Nova Scotia | Cheticamp Community | 0.3 | PCW4 | 4 | 6 | 50 | 21.5 | 42 | Ghrepower | FD21-50 | 2017 | 46.5802 | -60.9677
Nova Scotia | Cheticamp Community | 0.3 | PCW5 | 5 | 6 | 50 | 21.5 | 42 | Ghrepower | FD21-50 | 2017 | 46.5796 | -60.9662
Nova Scotia | Cheticamp Community | 0.3 | PCW6 | 6 | 6 | 50 | 21.5 | 42 | Ghrepower | FD21-50 | 2017 | 46.5792 | -60.9651
Nova Scotia | Creignishrear | 2 | CRE1 | 1 | 1 | 2000 | 82 | 78 | Enercon | E82-2.0 | 2013 | 45.7277 | -61.4259
Nova Scotia | Dalhousie Mountain | 51 | DAL1 | 1 | 34 | 1500 | 77 | 80 | General Electric | GE 1.5SLE | 2009 | 45.5804 | -62.9401
Nova Scotia | Dalhousie Mountain | 51 | DAL2 | 2 | 34 | 1500 | 77 | 80 | General Electric | GE 1.5SLE | 2009 | 45.5823 | -62.9438
Nova Scotia | Dalhousie Mountain | 51 | DAL3 | 3 | 34 | 1500 | 77 | 80 | General Electric | GE 1.5SLE | 2009 | 45.5853 | -62.9464
Nova Scotia | Dalhousie Mountain | 51 | DAL4 | 4 | 34 | 1500 | 77 | 80 | General Electric | GE 1.5SLE | 2009 | 45.5824 | -62.9495
Nova Scotia | Dalhousie Mountain | 51 | DAL5 | 5 | 34 | 1500 | 77 | 80 | General Electric | GE 1.5SLE | 2009 | 45.5788 | -62.9583
Nova Scotia | Dalhousie Mountain | 51 | DAL6 | 6 | 34 | 1500 | 77 | 80 | General Electric | GE 1.5SLE | 2009 | 45.5736 | -62.9619
Nova Scotia | Dalhousie Mountain | 51 | DAL7 | 7 | 34 | 1500 | 77 | 80 | General Electric | GE 1.5SLE | 2009 | 45.5643 | -62.951
Nova Scotia | Dalhousie Mountain | 51 | DAL8 | 8 | 34 | 1500 | 77 | 80 | General Electric | GE 1.5SLE | 2009 | 45.5667 | -62.9477
Nova Scotia | Dalhousie Mountain | 51 | DAL9 | 9 | 34 | 1500 | 77 | 80 | General Electric | GE 1.5SLE | 2009 | 45.5696 | -62.9448
Nova Scotia | Dalhousie Mountain | 51 | DAL10 | 10 | 34 | 1500 | 77 | 80 | General Electric | GE 1.5SLE | 2009 | 45.5706 | -62.9502
Nova Scotia | Dalhousie Mountain | 51 | DAL11 | 11 | 34 | 1500 | 77 | 80 | General Electric | GE 1.5SLE | 2009 | 45.5749 | -62.9479
Nova Scotia | Dalhousie Mountain | 51 | DAL12 | 12 | 34 | 1500 | 77 | 80 | General Electric | GE 1.5SLE | 2009 | 45.5654 | -62.9599
Nova Scotia | Dalhousie Mountain | 51 | DAL13 | 13 | 34 | 1500 | 77 | 80 | General Electric | GE 1.5SLE | 2009 | 45.568 | -62.9563
Nova Scotia | Dalhousie Mountain | 51 | DAL14 | 14 | 34 | 1500 | 77 | 80 | General Electric | GE 1.5SLE | 2009 | 45.5721 | -62.9554
Nova Scotia | Dalhousie Mountain | 51 | DAL15 | 15 | 34 | 1500 | 77 | 80 | General Electric | GE 1.5SLE | 2009 | 45.5699 | -62.9623
Nova Scotia | Dalhousie Mountain | 51 | DAL16 | 16 | 34 | 1500 | 77 | 80 | General Electric | GE 1.5SLE | 2009 | 45.5699 | -62.9675
Nova Scotia | Dalhousie Mountain | 51 | DAL17 | 17 | 34 | 1500 | 77 | 80 | General Electric | GE 1.5SLE | 2009 | 45.5733 | -62.969
Nova Scotia | Dalhousie Mountain | 51 | DAL18 | 18 | 34 | 1500 | 77 | 80 | General Electric | GE 1.5SLE | 2009 | 45.5928 | -62.9631
Nova Scotia | Dalhousie Mountain | 51 | DAL19 | 19 | 34 | 1500 | 77 | 80 | General Electric | GE 1.5SLE | 2009 | 45.5892 | -62.967
Nova Scotia | Dalhousie Mountain | 51 | DAL20 | 20 | 34 | 1500 | 77 | 80 | General Electric | GE 1.5SLE | 2009 | 45.586 | -62.9709
Nova Scotia | Dalhousie Mountain | 51 | DAL21 | 21 | 34 | 1500 | 77 | 80 | General Electric | GE 1.5SLE | 2009 | 45.5829 | -62.9753
Nova Scotia | Dalhousie Mountain | 51 | DAL22 | 22 | 34 | 1500 | 77 | 80 | General Electric | GE 1.5SLE | 2009 | 45.5775 | -62.9708
Nova Scotia | Dalhousie Mountain | 51 | DAL23 | 23 | 34 | 1500 | 77 | 80 | General Electric | GE 1.5SLE | 2009 | 45.5751 | -62.976
Nova Scotia | Dalhousie Mountain | 51 | DAL24 | 24 | 34 | 1500 | 77 | 80 | General Electric | GE 1.5SLE | 2009 | 45.5722 | -62.9808
Nova Scotia | Dalhousie Mountain | 51 | DAL25 | 25 | 34 | 1500 | 77 | 80 | General Electric | GE 1.5SLE | 2009 | 45.5689 | -62.9844
Nova Scotia | Dalhousie Mountain | 51 | DAL26 | 26 | 34 | 1500 | 77 | 80 | General Electric | GE 1.5SLE | 2009 | 45.5667 | -62.9906
Nova Scotia | Dalhousie Mountain | 51 | DAL27 | 27 | 34 | 1500 | 77 | 80 | General Electric | GE 1.5SLE | 2009 | 45.5666 | -62.996
Nova Scotia | Dalhousie Mountain | 51 | DAL28 | 28 | 34 | 1500 | 77 | 80 | General Electric | GE 1.5SLE | 2009 | 45.5698 | -62.9989
Nova Scotia | Dalhousie Mountain | 51 | DAL29 | 29 | 34 | 1500 | 77 | 80 | General Electric | GE 1.5SLE | 2009 | 45.5687 | -63.0048
Nova Scotia | Dalhousie Mountain | 51 | DAL30 | 30 | 34 | 1500 | 77 | 80 | General Electric | GE 1.5SLE | 2009 | 45.5608 | -62.9874
Nova Scotia | Dalhousie Mountain | 51 | DAL31 | 31 | 34 | 1500 | 77 | 80 | General Electric | GE 1.5SLE | 2009 | 45.5561 | -62.9851
Nova Scotia | Dalhousie Mountain | 51 | DAL32 | 32 | 34 | 1500 | 77 | 80 | General Electric | GE 1.5SLE | 2009 | 45.5519 | -62.9775
Nova Scotia | Dalhousie Mountain | 51 | DAL33 | 33 | 34 | 1500 | 77 | 80 | General Electric | GE 1.5SLE | 2009 | 45.5472 | -62.9756
Nova Scotia | Dalhousie Mountain | 51 | DAL34 | 34 | 34 | 1500 | 77 | 80 | General Electric | GE 1.5SLE | 2009 | 45.5431 | -62.978
Nova Scotia | Dalhousie Mountain (Affinity) | 1.4 | DAL35 | 1 | 1 | 1400 | 82.5 | 80 | General Electric | GE 1.6-82.5 | 2014 | 45.5981 | -62.955 | Turbine derated from 1.6 MW
Nova Scotia | Digby Neck | 30 | DIG1 | 1 | 20 | 1500 | 77 | 80 | General Electric | GE 1.5SLE | 2010 | 44.6044 | -65.9444
Nova Scotia | Digby Neck | 30 | DIG2 | 2 | 20 | 1500 | 77 | 80 | General Electric | GE 1.5SLE | 2010 | 44.6008 | -65.9508
Nova Scotia | Digby Neck | 30 | DIG3 | 3 | 20 | 1500 | 77 | 80 | General Electric | GE 1.5SLE | 2010 | 44.5971 | -65.9545
Nova Scotia | Digby Neck | 30 | DIG4 | 4 | 20 | 1500 | 77 | 80 | General Electric | GE 1.5SLE | 2010 | 44.5945 | -65.9569
Nova Scotia | Digby Neck | 30 | DIG5 | 5 | 20 | 1500 | 77 | 80 | General Electric | GE 1.5SLE | 2010 | 44.6049 | -65.9356
Nova Scotia | Digby Neck | 30 | DIG6 | 6 | 20 | 1500 | 77 | 80 | General Electric | GE 1.5SLE | 2010 | 44.6026 | -65.9395
Nova Scotia | Digby Neck | 30 | DIG7 | 7 | 20 | 1500 | 77 | 80 | General Electric | GE 1.5SLE | 2010 | 44.6007 | -65.9425
Nova Scotia | Digby Neck | 30 | DIG8 | 8 | 20 | 1500 | 77 | 80 | General Electric | GE 1.5SLE | 2010 | 44.5969 | -65.9492
Nova Scotia | Digby Neck | 30 | DIG9 | 9 | 20 | 1500 | 77 | 80 | General Electric | GE 1.5SLE | 2010 | 44.5937 | -65.954
Nova Scotia | Digby Neck | 30 | DIG10 | 10 | 20 | 1500 | 77 | 80 | General Electric | GE 1.5SLE | 2010 | 44.5921 | -65.9596
Nova Scotia | Digby Neck | 30 | DIG11 | 11 | 20 | 1500 | 77 | 80 | General Electric | GE 1.5SLE | 2010 | 44.5899 | -65.9581
Nova Scotia | Digby Neck | 30 | DIG12 | 12 | 20 | 1500 | 77 | 80 | General Electric | GE 1.5SLE | 2010 | 44.5882 | -65.9552
Nova Scotia | Digby Neck | 30 | DIG13 | 13 | 20 | 1500 | 77 | 80 | General Electric | GE 1.5SLE | 2010 | 44.5897 | -65.9527
Nova Scotia | Digby Neck | 30 | DIG14 | 14 | 20 | 1500 | 77 | 80 | General Electric | GE 1.5SLE | 2010 | 44.5912 | -65.9502
Nova Scotia | Digby Neck | 30 | DIG15 | 15 | 20 | 1500 | 77 | 80 | General Electric | GE 1.5SLE | 2010 | 44.5926 | -65.9477
Nova Scotia | Digby Neck | 30 | DIG16 | 16 | 20 | 1500 | 77 | 80 | General Electric | GE 1.5SLE | 2010 | 44.5937 | -65.9451
Nova Scotia | Digby Neck | 30 | DIG17 | 17 | 20 | 1500 | 77 | 80 | General Electric | GE 1.5SLE | 2010 | 44.5948 | -65.9424
Nova Scotia | Digby Neck | 30 | DIG18 | 18 | 20 | 1500 | 77 | 80 | General Electric | GE 1.5SLE | 2010 | 44.596 | -65.9399
Nova Scotia | Digby Neck | 30 | DIG19 | 19 | 20 | 1500 | 77 | 80 | General Electric | GE 1.5SLE | 2010 | 44.5989 | -65.9372
Nova Scotia | Digby Neck | 30 | DIG20 | 20 | 20 | 1500 | 77 | 80 | General Electric | GE 1.5SLE | 2010 | 44.6013 | -65.9354
Nova Scotia | Ellershouse I and II | 23.5 | ELL1 | 1 | 10 | 2350 | 92 | 98 | Enercon | E92-2.35 | 2015 | 44.9314 | -64.0278
Nova Scotia | Ellershouse I and II | 23.5 | ELL2 | 2 | 10 | 2350 | 92 | 98 | Enercon | E92-2.35 | 2015 | 44.9291 | -64.0193
Nova Scotia | Ellershouse I and II | 23.5 | ELL3 | 3 | 10 | 2350 | 92 | 98 | Enercon | E92-2.35 | 2015 | 44.9305 | -64.0154
Nova Scotia | Ellershouse I and II | 23.5 | ELL4 | 4 | 10 | 2350 | 92 | 98 | Enercon | E92-2.35 | 2015 | 44.9319 | -64.0109
Nova Scotia | Ellershouse I and II | 23.5 | ELL5 | 5 | 10 | 2350 | 92 | 98 | Enercon | E92-2.35 | 2017/2018 | 44.9338 | -64.0291
Nova Scotia | Ellershouse I and II | 23.5 | ELL6 | 6 | 10 | 2350 | 92 | 98 | Enercon | E92-2.35 | 2017/2018 | 44.9273 | -64.0046
Nova Scotia | Ellershouse I and II | 23.5 | ELL7 | 7 | 10 | 2350 | 92 | 98 | Enercon | E92-2.35 | 2017/2018 | 44.9272 | -64
Nova Scotia | Ellershouse I and II | 23.5 | ELL8 | 8 | 10 | 2350 | 92 | 98 | Enercon | E92-2.35 | 2017/2018 | 44.9198 | -64.0181
Nova Scotia | Ellershouse I and II | 23.5 | ELL9 | 9 | 10 | 2350 | 92 | 98 | Enercon | E92-2.35 | 2017/2018 | 44.9235 | -64.0222
Nova Scotia | Ellershouse I and II | 23.5 | ELL10 | 10 | 10 | 2350 | 92 | 98 | Enercon | E92-2.35 | 2017/2018 | 44.9191 | -64.0234
Nova Scotia | Fairmont | 4.6 | FAI1 | 1 | 2 | 2300 | 82 | 98 | Enercon | E82-2.3 | 2012 | 45.6822 | -61.9913
Nova Scotia | Fairmont | 4.6 | FAI2 | 2 | 2 | 2300 | 82 | 98 | Enercon | E82-2.3 | 2012 | 45.6799 | -61.9881
Nova Scotia | Fitzpatrick Mountain (Affinity) | 1.4 | FTZ1 | 1 | 1 | 1400 | 82.5 | 80 | General Electric | GE 1.6-82.5 | 2015 | 45.6232 | -62.908 | Turbine derated from 1.6 MW
Nova Scotia | Fitzpatrick Mountain (Capstone) | 0 | FZM1 | 1 | 2 | 0 | 48 | 50 | Enercon | E48-800 | 2007 | 45.6273 | -62.899 | Turbine decommissioned in 2020, original capacity was 800 kW (total project capacity was 1.6 MW)
Nova Scotia | Fitzpatrick Mountain (Capstone) | 0 | FZM2 | 2 | 2 | 0 | 48 | 50 | Enercon | E48-800 | 2007 | 45.6261 | -62.9015 | Turbine decommissioned in 2020, original capacity was 800 kW (total project capacity was 1.6 MW)
Nova Scotia | Fitzpatrick Mountain Domestic (NWF) | 0.15 | FMD1 | 1 | 3 | 50 | 21.5 | 42 | Ghrepower | FD21-50 | 2018 | 45.6257 | -62.8962
Nova Scotia | Fitzpatrick Mountain Domestic (NWF) | 0.15 | FMD2 | 2 | 3 | 50 | 21.5 | 42 | Ghrepower | FD21-50 | 2018 | 45.6257 | -62.8948
Nova Scotia | Fitzpatrick Mountain Domestic (NWF) | 0.15 | FMD3 | 3 | 3 | 50 | 21.5 | 42 | Ghrepower | FD21-50 | 2018 | 45.6261 | -62.8925
Nova Scotia | Forbes Lake | 0.05 | FLW1 | 1 | 1 | 50 | 15 | 30 | Seaforth | AOC 15/50 | 2013 | 45.5059 | -62.6368
Nova Scotia | Gaetz Brook | 2.35 | GAE1 | 1 | 1 | 2350 | 92 | 98 | Enercon | E92-2.35 | 2014 | 44.7579 | -63.2046
Nova Scotia | Gardiner Mines (Cape Breton University) | 5.4 | GAM1 | 1 | 3 | 2350 | 92 | 85 | Enercon | E92-2.35 | 2016 | 46.1971 | -60.0803 | Turbines derated from 7.05 MW to 5.4 MW, unclear which turbines are derated
Nova Scotia | Gardiner Mines (Cape Breton University) | 5.4 | GAM2 | 2 | 3 | 2350 | 92 | 85 | Enercon | E92-2.35 | 2016 | 46.1949 | -60.084 | Turbines derated from 7.05 MW to 5.4 MW, unclear which turbines are derated
Nova Scotia | Gardiner Mines (Cape Breton University) | 5.4 | GAM3 | 3 | 3 | 2350 | 92 | 85 | Enercon | E92-2.35 | 2016 | 46.1925 | -60.0882 | Turbines derated from 7.05 MW to 5.4 MW, unclear which turbines are derated
Nova Scotia | Glace Bay & Donkin | 19.81 | GBD1 | 1 | 2 | 800 | 48 | 50 | Enercon | E48-800 | 2005 | 46.2178 | -59.9811
Nova Scotia | Glace Bay & Donkin | 19.81 | GBD2 | 2 | 2 | 800 | 48 | 50 | Enercon | E48-800 | 2005 | 46.1848 | -59.8972
Nova Scotia | Glace Bay (Lingan) | 19.81 | LIN1 | 1 | 8 | 2310 | 71 | 64 | Enercon | E70-2.3 | 2006 | 46.2471 | -60.0516 | Not clear which E70 turbine is derated
Nova Scotia | Glace Bay (Lingan) | 19.81 | LIN2 | 2 | 8 | 2310 | 71 | 64 | Enercon | E70-2.3 | 2006 | 46.2473 | -60.0476 | Not clear which E70 turbine is derated
Nova Scotia | Glace Bay (Lingan) | 19.81 | LIN3 | 3 | 8 | 2310 | 71 | 64 | Enercon | E70-2.3 | 2006 | 46.2461 | -60.0422 | Not clear which E70 turbine is derated
Nova Scotia | Glace Bay (Lingan) | 19.81 | LIN4 | 4 | 8 | 2310 | 71 | 64 | Enercon | E70-2.3 | 2006 | 46.2449 | -60.0389 | Not clear which E70 turbine is derated
Nova Scotia | Glace Bay (Lingan) | 19.81 | LIN5 | 5 | 8 | 2310 | 71 | 64 | Enercon | E70-2.3 | 2006 | 46.2433 | -60.0342 | Not clear which E70 turbine is derated
Nova Scotia | Glace Bay (Lingan) | 19.81 | LIN6 | 6 | 8 | 2310 | 71 | 64 | Enercon | E70-2.3 | 2006 | 46.242 | -60.0321 | Not clear which E70 turbine is derated
Nova Scotia | Glace Bay (Lingan) | 19.81 | LIN7 | 7 | 8 | 2050 | 71 | 64 | Enercon | E70-2.3 | 2006 | 46.2422 | -60.0292 | Not clear which E70 turbine is derated
Nova Scotia | Glace Bay (Lingan) | 19.81 | LIN8 | 8 | 8 | 2300 | 82 | 78 | Enercon | E82-2.3 | 2012 | 46.2434 | -60.043
Nova Scotia | Glen Dhu | 62.1 | DHU1 | 1 | 27 | 2300 | 82 | 80 | Enercon | E82-2.3 | 2011 | 45.6882 | -62.2022
Nova Scotia | Glen Dhu | 62.1 | DHU2 | 2 | 27 | 2300 | 82 | 80 | Enercon | E82-2.3 | 2011 | 45.6869 | -62.2065
Nova Scotia | Glen Dhu | 62.1 | DHU3 | 3 | 27 | 2300 | 82 | 80 | Enercon | E82-2.3 | 2011 | 45.6851 | -62.2121
Nova Scotia | Glen Dhu | 62.1 | DHU4 | 4 | 27 | 2300 | 82 | 80 | Enercon | E82-2.3 | 2011 | 45.6833 | -62.2069
Nova Scotia | Glen Dhu | 62.1 | DHU5 | 5 | 27 | 2300 | 82 | 80 | Enercon | E82-2.3 | 2011 | 45.6833 | -62.1998
Nova Scotia | Glen Dhu | 62.1 | DHU6 | 6 | 27 | 2300 | 82 | 80 | Enercon | E82-2.3 | 2011 | 45.6801 | -62.2165
Nova Scotia | Glen Dhu | 62.1 | DHU7 | 7 | 27 | 2300 | 82 | 80 | Enercon | E82-2.3 | 2011 | 45.6781 | -62.2095
Nova Scotia | Glen Dhu | 62.1 | DHU8 | 8 | 27 | 2300 | 82 | 80 | Enercon | E82-2.3 | 2011 | 45.6746 | -62.2095
Nova Scotia | Glen Dhu | 62.1 | DHU9 | 9 | 27 | 2300 | 82 | 80 | Enercon | E82-2.3 | 2011 | 45.6766 | -62.2058
Nova Scotia | Glen Dhu | 62.1 | DHU10 | 10 | 27 | 2300 | 82 | 80 | Enercon | E82-2.3 | 2011 | 45.6762 | -62.199
Nova Scotia | Glen Dhu | 62.1 | DHU11 | 11 | 27 | 2300 | 82 | 80 | Enercon | E82-2.3 | 2011 | 45.6728 | -62.1963
Nova Scotia | Glen Dhu | 62.1 | DHU12 | 12 | 27 | 2300 | 82 | 80 | Enercon | E82-2.3 | 2011 | 45.67 | -62.1971
Nova Scotia | Glen Dhu | 62.1 | DHU13 | 13 | 27 | 2300 | 82 | 80 | Enercon | E82-2.3 | 2011 | 45.6692 | -62.2031
Nova Scotia | Glen Dhu | 62.1 | DHU14 | 14 | 27 | 2300 | 82 | 80 | Enercon | E82-2.3 | 2011 | 45.67 | -62.2143
Nova Scotia | Glen Dhu | 62.1 | DHU15 | 15 | 27 | 2300 | 82 | 80 | Enercon | E82-2.3 | 2011 | 45.6755 | -62.222
Nova Scotia | Glen Dhu | 62.1 | DHU16 | 16 | 27 | 2300 | 82 | 80 | Enercon | E82-2.3 | 2011 | 45.6707 | -62.2231
Nova Scotia | Glen Dhu | 62.1 | DHU17 | 17 | 27 | 2300 | 82 | 80 | Enercon | E82-2.3 | 2011 | 45.6673 | -62.2318
Nova Scotia | Glen Dhu | 62.1 | DHU18 | 18 | 27 | 2300 | 82 | 80 | Enercon | E82-2.3 | 2011 | 45.6637 | -62.2306
Nova Scotia | Glen Dhu | 62.1 | DHU19 | 19 | 27 | 2300 | 82 | 80 | Enercon | E82-2.3 | 2011 | 45.6646 | -62.2351
Nova Scotia | Glen Dhu | 62.1 | DHU20 | 20 | 27 | 2300 | 82 | 80 | Enercon | E82-2.3 | 2011 | 45.662 | -62.2393
Nova Scotia | Glen Dhu | 62.1 | DHU21 | 21 | 27 | 2300 | 82 | 80 | Enercon | E82-2.3 | 2011 | 45.6565 | -62.2446
Nova Scotia | Glen Dhu | 62.1 | DHU22 | 22 | 27 | 2300 | 82 | 80 | Enercon | E82-2.3 | 2011 | 45.652 | -62.2428
Nova Scotia | Glen Dhu | 62.1 | DHU23 | 23 | 27 | 2300 | 82 | 80 | Enercon | E82-2.3 | 2011 | 45.6541 | -62.2387
Nova Scotia | Glen Dhu | 62.1 | DHU24 | 24 | 27 | 2300 | 82 | 80 | Enercon | E82-2.3 | 2011 | 45.6514 | -62.2358
Nova Scotia | Glen Dhu | 62.1 | DHU25 | 25 | 27 | 2300 | 82 | 80 | Enercon | E82-2.3 | 2011 | 45.6552 | -62.2321
Nova Scotia | Glen Dhu | 62.1 | DHU26 | 26 | 27 | 2300 | 82 | 80 | Enercon | E82-2.3 | 2011 | 45.6552 | -62.2274
Nova Scotia | Glen Dhu | 62.1 | DHU27 | 27 | 27 | 2300 | 82 | 80 | Enercon | E82-2.3 | 2011 | 45.6476 | -62.2248
Nova Scotia | Goodwood | 0 | GWO1 | 1 | 1 | 0 | 48 | 50 | Turbowinds | T600-48 | 2005 | 44.6078 | -63.6783 | Turbine decommissioned, original capacity was 600 kW
Nova Scotia | Grand Etang | 0 | GRE1 | 1 | 1 | 0 | 47 | 50 | Vestas | V47-660 | 2002 | 46.5498 | -61.0379 | Turbine decommissioned in 2017, original capacity was 660 kW
Nova Scotia | Greenfield | 3.2 | GFD1 | 1 | 2 | 1600 | 82.5 | 80 | General Electric | GE 1.6-82.5 | 2015 | 45.3486 | -63.1399
Nova Scotia | Greenfield | 3.2 | GFD2 | 2 | 2 | 1600 | 82.5 | 80 | General Electric | GE 1.6-82.5 | 2015 | 45.3462 | -63.14
Nova Scotia | Hardwood Lands Community Winds | 6 | HLC1 | 1 | 3 | 2000 | 110 | 95 | Vestas | V110-2.0 | 2016 | 45.0905 | -63.529
Nova Scotia | Hardwood Lands Community Winds | 6 | HLC2 | 2 | 3 | 2000 | 110 | 95 | Vestas | V110-2.0 | 2016 | 45.088 | -63.5218
Nova Scotia | Hardwood Lands Community Winds | 6 | HLC3 | 3 | 3 | 2000 | 110 | 95 | Vestas | V110-2.0 | 2016 | 45.0953 | -63.5225
Nova Scotia | Higgins Mountain Riverhurst | 3.6 | HIG1 | 1 | 3 | 1200 | 62 | 69 | Vensys | V62 | 2006 | 45.6004 | -63.6302
Nova Scotia | Higgins Mountain Riverhurst | 3.6 | HIG2 | 2 | 3 | 1200 | 62 | 69 | Vensys | V62 | 2006 | 45.5888 | -63.6139
Nova Scotia | Higgins Mountain Riverhurst | 3.6 | HIG3 | 3 | 3 | 1200 | 62 | 69 | Vensys | V62 | 2006 | 45.5756 | -63.617
Nova Scotia | Hillside Boularderie | 4 | HBO1 | 1 | 2 | 2000 | 92 | 98 | Enercon | E92-2.35 | 2015 | 46.247 | -60.3516 | Turbine derated from 2.35 MW
Nova Scotia | Hillside Boularderie | 4 | HBO2 | 2 | 2 | 2000 | 92 | 98 | Enercon | E92-2.35 | 2015 | 46.2445 | -60.3484 | Turbine derated from 2.35 MW
Nova Scotia | Irish Mountain | 2 | IRM1 | 1 | 1 | 2000 | 82 | 80 | Enercon | E82-2.0 | 2013 | 45.4931 | -62.6242
Nova Scotia | Isle Madame | 1.99 | ISL1 | 1 | 1 | 1990 | 100 | 100 | Vestas | V100-2.0 | 2015 | 45.5677 | -61.0747
Nova Scotia | Kaizer Meadow | 2 | KAI1 | 1 | 1 | 2000 | 82 | 98 | Enercon | E82-2.0 | 2014 | 44.7276 | -64.2543
Nova Scotia | Kemptown | 5.04 | KEM1 | 1 | 3 | 1680 | 82.5 | 80 | General Electric | GE 1.6-82.5 | 2015 | 45.4948 | -63.1263 | Turbine uprated from 1.6 MW
Nova Scotia | Kemptown | 5.04 | KEM2 | 2 | 3 | 1680 | 82.5 | 80 | General Electric | GE 1.6-82.5 | 2015 | 45.496 | -63.1203 | Turbine uprated from 1.6 MW
Nova Scotia | Kemptown | 5.04 | KEM3 | 3 | 3 | 1680 | 82.5 | 80 | General Electric | GE 1.6-82.5 | 2015 | 45.4963 | -63.1147 | Turbine uprated from 1.6 MW
Nova Scotia | Kemptown Colechester Balefill | 0.1 | KCB1 | 1 | 2 | 50 | 19.2 | 45 | Endurance Wind Power | E3120 | 2016 | 45.4594 | -63.1124
Nova Scotia | Kemptown Colechester Balefill | 0.1 | KCB2 | 2 | 2 | 50 | 19.2 | 45 | Endurance Wind Power | E3120 | 2016 | 45.4588 | -63.1119
Nova Scotia | Ketch Harbour | 4.6 | KET1 | 1 | 3 | 1600 | 82.5 | 80 | General Electric | GE 1.6-82.5 | 2016 | 44.5333 | -63.6115 | Turbines derated for a total capacity of 4.6 MW
Nova Scotia | Ketch Harbour | 4.6 | KET2 | 2 | 3 | 1600 | 82.5 | 80 | General Electric | GE 1.6-82.5 | 2016 | 44.5369 | -63.6099 | Turbines derated for a total capacity of 4.6 MW
Nova Scotia | Ketch Harbour | 4.6 | KET3 | 3 | 3 | 1600 | 82.5 | 80 | General Electric | GE 1.6-82.5 | 2016 | 44.5397 | -63.611 | Turbines derated for a total capacity of 4.6 MW
Nova Scotia | Limerock | 5.04 | LIM1 | 1 | 3 | 1680 | 82.5 | 80 | General Electric | GE 1.6-82.5 | 2015 | 45.5396 | -62.8162 | Turbine uprated from 1.6 MW
Nova Scotia | Limerock | 5.04 | LIM2 | 2 | 3 | 1680 | 82.5 | 80 | General Electric | GE 1.6-82.5 | 2015 | 45.5398 | -62.8245 | Turbine uprated from 1.6 MW
Nova Scotia | Limerock | 5.04 | LIM3 | 3 | 3 | 1680 | 82.5 | 80 | General Electric | GE 1.6-82.5 | 2015 | 45.5359 | -62.8217 | Turbine uprated from 1.6 MW
Nova Scotia | Little Brook | 0.6 | LIB1 | 1 | 1 | 600 | 48 | 75 | Turbowinds | T600-48 | 2002 | 44.2988 | -66.0969
Nova Scotia | Little River Harbour | 1.99 | LRH1 | 1 | 1 | 1990 | 100 | 95 | Vestas | V100-2.0 | 2014 | 43.7532 | -66.0305
Nova Scotia | Liverpool | 3.6 | LVR1 | 1 | 2 | 1800 | 92 | 95 | Enercon | E92-2.35 | 2017 | 44.0916 | -64.7085 | Turbine derated for a total capacity of 3.6 MW
Nova Scotia | Liverpool | 3.6 | LVR2 | 2 | 2 | 1800 | 92 | 95 | Enercon | E92-2.35 | 2017 | 44.0867 | -64.7051 | Turbine derated for a total capacity of 3.6 MW
Nova Scotia | Marshville Limited | 0.8 | MVL1 | 1 | 1 | 800 | 48 | 50 | Enercon | E48-800 | 2006 | 45.7576 | -63.1022
Nova Scotia | Martock Ridge | 6 | MAT1 | 1 | 3 | 2000 | 100 | 100 | Vestas | V100-2.0 | 2015 | 44.9318 | -64.1128
Nova Scotia | Martock Ridge | 6 | MAT2 | 2 | 3 | 2000 | 100 | 100 | Vestas | V100-2.0 | 2015 | 44.9284 | -64.1173
Nova Scotia | Martock Ridge | 6 | MAT3 | 3 | 3 | 2000 | 100 | 100 | Vestas | V100-2.0 | 2015 | 44.9256 | -64.1201
Nova Scotia | Maryvale | 6 | MAR1 | 1 | 4 | 1500 | 76.8 | 85 | Vensys | V77 | 2010 | 45.7329 | -62.0655
Nova Scotia | Maryvale | 6 | MAR2 | 2 | 4 | 1500 | 76.8 | 85 | Vensys | V77 | 2010 | 45.7303 | -62.0626
Nova Scotia | Maryvale | 6 | MAR3 | 3 | 4 | 1500 | 76.8 | 85 | Vensys | V77 | 2010 | 45.728 | -62.0651
Nova Scotia | Maryvale | 6 | MAR4 | 4 | 4 | 1500 | 76.8 | 85 | Vensys | V77 | 2010 | 45.7284 | -62.0685
Nova Scotia | Millbrook | 6 | MIB1 | 1 | 3 | 2000 | 100 | 100 | Vestas | V100-2.0 | 2014 | 45.3301 | -63.3462
Nova Scotia | Millbrook | 6 | MIB2 | 2 | 3 | 2000 | 100 | 100 | Vestas | V100-2.0 | 2014 | 45.3261 | -63.344
Nova Scotia | Millbrook | 6 | MIB3 | 3 | 3 | 2000 | 100 | 100 | Vestas | V100-2.0 | 2014 | 45.3218 | -63.3424
Nova Scotia | Mount Pleasant | 0.8 | DBL1 | 1 | 1 | 800 | 48 | 50 | Enercon | E48-800 | 2006 | 44.6492 | -65.7997
Nova Scotia | Mount Pleasant Domestic | 0.05 | DLD1 | 1 | 1 | 50 | 21.5 | 42 | Ghrepower | FD21-50 | 2016 | 44.648 | -65.802
Nova Scotia | Mulgrave | 2.4 | MUG1 | 1 | 3 | 2350 | 92 | 98 | Enercon | E92-2.35 | 2014 | 45.6202 | -61.435 | Turbine derated from 2.35 MW
Nova Scotia | Mulgrave Domestic | 2.4 | MUG2 | 2 | 3 | 50 | 21.5 | 42 | Ghrepower | FD21-50 | 2014 | 45.6204 | -61.4328
Nova Scotia | Mulgrave Domestic | 2.4 | MUG3 | 3 | 3 | 50 | 21.5 | 42 | Ghrepower | FD21-50 | 2014 | 45.6197 | -61.4308
Nova Scotia | New Glasgow (MacLellan's Brook) | 6.4 | NGM1 | 1 | 4 | 1600 | 82.5 | 80 | General Electric | GE 1.6-82.5 | 2015 | 45.5088 | -62.6145
Nova Scotia | New Glasgow (MacLellan's Brook) | 6.4 | NGM2 | 2 | 4 | 1600 | 82.5 | 80 | General Electric | GE 1.6-82.5 | 2015 | 45.5063 | -62.609
Nova Scotia | New Glasgow (MacLellan's Brook) | 6.4 | NGM3 | 3 | 4 | 1600 | 82.5 | 80 | General Electric | GE 1.6-82.5 | 2015 | 45.5073 | -62.6024
Nova Scotia | New Glasgow (MacLellan's Brook) | 6.4 | NGM4 | 4 | 4 | 1600 | 82.5 | 80 | General Electric | GE 1.6-82.5 | 2015 | 45.5014 | -62.6052
Nova Scotia | New Victoria Wind Turbine | 2.35 | NVW1 | 1 | 1 | 2350 | 92 | 98 | Enercon | E92-2.35 | 2017 | 46.2435 | -60.1369
Nova Scotia | Nine Mile River | 4 | NMR1 | 1 | 2 | 2000 | 100 | 95 | Vestas | V100-2.0 | 2015 | 45.0278 | -63.66
Nova Scotia | Nine Mile River | 4 | NMR2 | 2 | 2 | 2000 | 100 | 95 | Vestas | V100-2.0 | 2015 | 45.0217 | -63.6552
Nova Scotia | North Beaver Bank Community Wind | 8 | NBB1 | 1 | 4 | 2000 | 100 | 95 | Vestas | V100-2.0 | 2015 | 44.9251 | -63.678 | Turbine derated from 2.0 MW
Nova Scotia | North Beaver Bank Community Wind | 8 | NBB2 | 2 | 4 | 2000 | 100 | 95 | Vestas | V100-2.0 | 2015 | 44.9193 | -63.6808 | Turbine derated from 2.0 MW
Nova Scotia | North Beaver Bank Community Wind | 8 | NBB3 | 3 | 4 | 2000 | 100 | 95 | Vestas | V100-2.0 | 2015 | 44.9147 | -63.6818 | Turbine derated from 2.0 MW
Nova Scotia | North Beaver Bank Community Wind | 8 | NBB4 | 4 | 4 | 2000 | 100 | 95 | Vestas | V100-2.0 | 2015 | 44.9109 | -63.6814 | Turbine derated from 2.0 MW
Nova Scotia | Nuttby | 50.6 | NUT1 | 1 | 22 | 2300 | 82 | 78 | Enercon | E82-2.3 | 2010 | 45.5554 | -63.2043
Nova Scotia | Nuttby | 50.6 | NUT2 | 2 | 22 | 2300 | 82 | 78 | Enercon | E82-2.3 | 2010 | 45.5582 | -63.2065
Nova Scotia | Nuttby | 50.6 | NUT3 | 3 | 22 | 2300 | 82 | 78 | Enercon | E82-2.3 | 2010 | 45.5596 | -63.2008
Nova Scotia | Nuttby | 50.6 | NUT4 | 4 | 22 | 2300 | 82 | 78 | Enercon | E82-2.3 | 2010 | 45.5667 | -63.2026
Nova Scotia | Nuttby | 50.6 | NUT5 | 5 | 22 | 2300 | 82 | 78 | Enercon | E82-2.3 | 2010 | 45.5689 | -63.2107
Nova Scotia | Nuttby | 50.6 | NUT6 | 6 | 22 | 2300 | 82 | 78 | Enercon | E82-2.3 | 2010 | 45.569 | -63.2175
Nova Scotia | Nuttby | 50.6 | NUT7 | 7 | 22 | 2300 | 82 | 78 | Enercon | E82-2.3 | 2010 | 45.5636 | -63.2153
Nova Scotia | Nuttby | 50.6 | NUT8 | 8 | 22 | 2300 | 82 | 78 | Enercon | E82-2.3 | 2010 | 45.5649 | -63.2248
Nova Scotia | Nuttby | 50.6 | NUT9 | 9 | 22 | 2300 | 82 | 78 | Enercon | E82-2.3 | 2010 | 45.5635 | -63.2332
Nova Scotia | Nuttby | 50.6 | NUT10 | 10 | 22 | 2300 | 82 | 78 | Enercon | E82-2.3 | 2010 | 45.5561 | -63.2409
Nova Scotia | Nuttby | 50.6 | NUT11 | 11 | 22 | 2300 | 82 | 78 | Enercon | E82-2.3 | 2010 | 45.5629 | -63.2453
Nova Scotia | Nuttby | 50.6 | NUT12 | 12 | 22 | 2300 | 82 | 78 | Enercon | E82-2.3 | 2010 | 45.5663 | -63.2406
Nova Scotia | Nuttby | 50.6 | NUT13 | 13 | 22 | 2300 | 82 | 78 | Enercon | E82-2.3 | 2010 | 45.5676 | -63.2469
Nova Scotia | Nuttby | 50.6 | NUT14 | 14 | 22 | 2300 | 82 | 78 | Enercon | E82-2.3 | 2010 | 45.5697 | -63.2426
Nova Scotia | Nuttby | 50.6 | NUT15 | 15 | 22 | 2300 | 82 | 78 | Enercon | E82-2.3 | 2010 | 45.5556 | -63.2322
Nova Scotia | Nuttby | 50.6 | NUT16 | 16 | 22 | 2300 | 82 | 78 | Enercon | E82-2.3 | 2010 | 45.5585 | -63.2324
Nova Scotia | Nuttby | 50.6 | NUT17 | 17 | 22 | 2300 | 82 | 78 | Enercon | E82-2.3 | 2010 | 45.5606 | -63.2255
Nova Scotia | Nuttby | 50.6 | NUT18 | 18 | 22 | 2300 | 82 | 78 | Enercon | E82-2.3 | 2010 | 45.5599 | -63.2199
Nova Scotia | Nuttby | 50.6 | NUT19 | 19 | 22 | 2300 | 82 | 78 | Enercon | E82-2.3 | 2010 | 45.5581 | -63.2246
Nova Scotia | Nuttby | 50.6 | NUT20 | 20 | 22 | 2300 | 82 | 78 | Enercon | E82-2.3 | 2010 | 45.5517 | -63.2282
Nova Scotia | Nuttby | 50.6 | NUT21 | 21 | 22 | 2300 | 82 | 78 | Enercon | E82-2.3 | 2010 | 45.555 | -63.2195
Nova Scotia | Nuttby | 50.6 | NUT22 | 22 | 22 | 2300 | 82 | 78 | Enercon | E82-2.3 | 2010 | 45.5508 | -63.2189
Nova Scotia | Parker Mountain | 1.99 | PKM1 | 1 | 1 | 1990 | 100 | 100 | Vestas | V100-2.0 | 2014 | 44.7905 | -65.4935 | Turbine derated from 2.0 MW
Nova Scotia | Pictou Landing | 1.6 | PUL1 | 1 | 1 | 1600 | 92 | 98 | Enercon | E92-2.35 | 2017 | 45.5896 | -62.3672
Nova Scotia | Point Aconi | 1.9 | POA1 | 1 | 1 | 1900 | 82 | 78 | Enercon | E82-2.0 | 2015 | 46.3095 | -60.3119
Nova Scotia | Point Tupper | 22.8 | POT1 | 1 | 12 | 800 | 48 | 50 | Enercon | E48-800 | 2006 | 45.5758 | -61.3384
Nova Scotia | Point Tupper | 22.8 | POT2 | 2 | 12 | 2000 | 82 | 78 | Enercon | E82-2.0 | 2010 | 45.572 | -61.3207
Nova Scotia | Point Tupper | 22.8 | POT3 | 3 | 12 | 2000 | 82 | 78 | Enercon | E82-2.0 | 2010 | 45.5735 | -61.3163
Nova Scotia | Point Tupper | 22.8 | POT4 | 4 | 12 | 2000 | 82 | 78 | Enercon | E82-2.0 | 2010 | 45.5704 | -61.3167
Nova Scotia | Point Tupper | 22.8 | POT5 | 5 | 12 | 2000 | 82 | 78 | Enercon | E82-2.0 | 2010 | 45.5715 | -61.3114
Nova Scotia | Point Tupper | 22.8 | POT6 | 6 | 12 | 2000 | 82 | 78 | Enercon | E82-2.0 | 2010 | 45.5723 | -61.3068
Nova Scotia | Point Tupper | 22.8 | POT7 | 7 | 12 | 2000 | 82 | 78 | Enercon | E82-2.0 | 2010 | 45.5659 | -61.3171
Nova Scotia | Point Tupper | 22.8 | POT8 | 8 | 12 | 2000 | 82 | 78 | Enercon | E82-2.0 | 2010 | 45.5683 | -61.3128
Nova Scotia | Point Tupper | 22.8 | POT9 | 9 | 12 | 2000 | 82 | 78 | Enercon | E82-2.0 | 2010 | 45.5686 | -61.3078
Nova Scotia | Point Tupper | 22.8 | POT10 | 10 | 12 | 2000 | 82 | 78 | Enercon | E82-2.0 | 2010 | 45.5666 | -61.3037
Nova Scotia | Point Tupper | 22.8 | POT11 | 11 | 12 | 2000 | 82 | 78 | Enercon | E82-2.0 | 2010 | 45.5641 | -61.3007
Nova Scotia | Point Tupper | 22.8 | POT12 | 12 | 12 | 2000 | 82 | 78 | Enercon | E82-2.0 | 2010 | 45.5639 | -61.2958
Nova Scotia | Porters Lake | 3.2 | POR1 | 1 | 2 | 1600 | 82.5 | 80 | General Electric | GE 1.6-82.5 | 2016 | 44.7252 | -63.3569
Nova Scotia | Porters Lake | 3.2 | POR2 | 2 | 2 | 1600 | 82.5 | 80 | General Electric | GE 1.6-82.5 | 2016 | 44.7261 | -63.3516
Nova Scotia | Pubnico Point | 30.6 | PUB1 | 1 | 17 | 1800 | 80 | 78 | Vestas | V80-1.8 | 2004/2005 | 43.6065 | -65.7956
Nova Scotia | Pubnico Point | 30.6 | PUB2 | 2 | 17 | 1800 | 80 | 78 | Vestas | V80-1.8 | 2004/2005 | 43.6061 | -65.7999
Nova Scotia | Pubnico Point | 30.6 | PUB3 | 3 | 17 | 1800 | 80 | 78 | Vestas | V80-1.8 | 2004/2005 | 43.6061 | -65.8044
Nova Scotia | Pubnico Point | 30.6 | PUB4 | 4 | 17 | 1800 | 80 | 78 | Vestas | V80-1.8 | 2004/2005 | 43.6059 | -65.809
Nova Scotia | Pubnico Point | 30.6 | PUB5 | 5 | 17 | 1800 | 80 | 78 | Vestas | V80-1.8 | 2004/2005 | 43.6056 | -65.8134
Nova Scotia | Pubnico Point | 30.6 | PUB6 | 6 | 17 | 1800 | 80 | 78 | Vestas | V80-1.8 | 2004/2005 | 43.6023 | -65.8127
Nova Scotia | Pubnico Point | 30.6 | PUB7 | 7 | 17 | 1800 | 80 | 78 | Vestas | V80-1.8 | 2004/2005 | 43.6026 | -65.8084
Nova Scotia | Pubnico Point | 30.6 | PUB8 | 8 | 17 | 1800 | 80 | 78 | Vestas | V80-1.8 | 2004/2005 | 43.6028 | -65.8041
Nova Scotia | Pubnico Point | 30.6 | PUB9 | 9 | 17 | 1800 | 80 | 78 | Vestas | V80-1.8 | 2004/2005 | 43.6028 | -65.7994
Nova Scotia | Pubnico Point | 30.6 | PUB10 | 10 | 17 | 1800 | 80 | 78 | Vestas | V80-1.8 | 2004/2005 | 43.6029 | -65.7952
Nova Scotia | Pubnico Point | 30.6 | PUB11 | 11 | 17 | 1800 | 80 | 78 | Vestas | V80-1.8 | 2004/2005 | 43.5999 | -65.7953
Nova Scotia | Pubnico Point | 30.6 | PUB12 | 12 | 17 | 1800 | 80 | 78 | Vestas | V80-1.8 | 2004/2005 | 43.5998 | -65.8001
Nova Scotia | Pubnico Point | 30.6 | PUB13 | 13 | 17 | 1800 | 80 | 78 | Vestas | V80-1.8 | 2004/2005 | 43.5995 | -65.8048
Nova Scotia | Pubnico Point | 30.6 | PUB14 | 14 | 17 | 1800 | 80 | 78 | Vestas | V80-1.8 | 2004/2005 | 43.5994 | -65.8096
Nova Scotia | Pubnico Point | 30.6 | PUB15 | 15 | 17 | 1800 | 80 | 78 | Vestas | V80-1.8 | 2004/2005 | 43.5961 | -65.8074
Nova Scotia | Pubnico Point | 30.6 | PUB16 | 16 | 17 | 1800 | 80 | 78 | Vestas | V80-1.8 | 2004/2005 | 43.5962 | -65.8032
Nova Scotia | Pubnico Point | 30.6 | PUB17 | 17 | 17 | 1800 | 80 | 78 | Vestas | V80-1.8 | 2004/2005 | 43.5964 | -65.799
Nova Scotia | Riverton | 0.3 | RVT1 | 1 | 6 | 50 | 19.2 | 37 | Endurance Wind Power | E3120 | 2014 | 45.5365 | -62.6868
Nova Scotia | Riverton | 0.3 | RVT2 | 2 | 6 | 50 | 19.2 | 37 | Endurance Wind Power | E3120 | 2014 | 45.5357 | -62.6861
Nova Scotia | Riverton | 0.3 | RVT3 | 3 | 6 | 50 | 19.2 | 37 | Endurance Wind Power | E3120 | 2014 | 45.5341 | -62.6846
Nova Scotia | Riverton | 0.3 | RVT4 | 4 | 6 | 50 | 15 | 30 | Seaforth | AOC 15/50 | 2014 | 45.5356 | -62.683
Nova Scotia | Riverton | 0.3 | RVT5 | 5 | 6 | 50 | 15 | 30 | Seaforth | AOC 15/50 | 2014 | 45.5361 | -62.6835
Nova Scotia | Riverton | 0.3 | RVT6 | 6 | 6 | 50 | 15 | 30 | Seaforth | AOC 15/50 | 2014 | 45.5367 | -62.6841
Nova Scotia | Rose Road | 0.1 | RRW1 | 1 | 2 | 50 | 21.5 | 40 | Ghrepower | FD21-50 | 2016 | 43.9308 | -66.1021
Nova Scotia | Rose Road | 0.1 | RRW2 | 2 | 2 | 50 | 21.5 | 40 | Ghrepower | FD21-50 | 2016 | 43.9295 | -66.1022
Nova Scotia | Sable | 13.8 | SLE1 | 1 | 6 | 2300 | 82 | 78 | Enercon | E82-2.3 | 2015 | 45.3173 | -61.0058
Nova Scotia | Sable | 13.8 | SLE2 | 2 | 6 | 2300 | 82 | 78 | Enercon | E82-2.3 | 2015 | 45.3156 | -61.0002
Nova Scotia | Sable | 13.8 | SLE3 | 3 | 6 | 2300 | 82 | 78 | Enercon | E82-2.3 | 2015 | 45.3142 | -60.9958
Nova Scotia | Sable | 13.8 | SLE4 | 4 | 6 | 2300 | 82 | 78 | Enercon | E82-2.3 | 2015 | 45.3175 | -60.9962
Nova Scotia | Sable | 13.8 | SLE5 | 5 | 6 | 2300 | 82 | 78 | Enercon | E82-2.3 | 2015 | 45.3189 | -60.9909
Nova Scotia | Sable | 13.8 | SLE6 | 6 | 6 | 2300 | 82 | 78 | Enercon | E82-2.3 | 2015 | 45.3199 | -60.9949
Nova Scotia | Sable Gas Facility | 0.15 | SGF1 | 1 | 3 | 50 | 15 | 30 | Seaforth | AOC 15/50 | 2013 | 45.172 | -61.6239
Nova Scotia | Sable Gas Facility | 0.15 | SGF2 | 2 | 3 | 50 | 15 | 30 | Seaforth | AOC 15/50 | 2013 | 45.1713 | -61.6233
Nova Scotia | Sable Gas Facility | 0.15 | SGF3 | 3 | 3 | 50 | 15 | 30 | Seaforth | AOC 15/50 | 2013 | 45.1705 | -61.6231
Nova Scotia | Saint Rose | 1.99 | STR1 | 1 | 1 | 1990 | 100 | 95 | Vestas | V100-2.0 | 2014 | 46.332 | -61.1808 | Turbine derated from 2.0 MW
Nova Scotia | Sandy Point | 0.05 | SDP1 | 1 | 1 | 50 | 15 | 30 | Seaforth | AOC 15/50 | 2013 | 43.6744 | -65.2777
Nova Scotia | South Canoe | 102 | SOC1 | 1 | 34 | 3000 | 116 | 92 | Acciona Wind Power | AW116/3000 | 2015 | 44.7442 | -64.3088
Nova Scotia | South Canoe | 102 | SOC2 | 2 | 34 | 3000 | 116 | 92 | Acciona Wind Power | AW116/3000 | 2015 | 44.75 | -64.3077
Nova Scotia | South Canoe | 102 | SOC3 | 3 | 34 | 3000 | 116 | 92 | Acciona Wind Power | AW116/3000 | 2015 | 44.755 | -64.3107
Nova Scotia | South Canoe | 102 | SOC4 | 4 | 34 | 3000 | 116 | 92 | Acciona Wind Power | AW116/3000 | 2015 | 44.7592 | -64.318
Nova Scotia | South Canoe | 102 | SOC5 | 5 | 34 | 3000 | 116 | 92 | Acciona Wind Power | AW116/3000 | 2015 | 44.7632 | -64.3134
Nova Scotia | South Canoe | 102 | SOC6 | 6 | 34 | 3000 | 116 | 92 | Acciona Wind Power | AW116/3000 | 2015 | 44.7703 | -64.3147
Nova Scotia | South Canoe | 102 | SOC7 | 7 | 34 | 3000 | 116 | 92 | Acciona Wind Power | AW116/3000 | 2015 | 44.7923 | -64.3115
Nova Scotia | South Canoe | 102 | SOC8 | 8 | 34 | 3000 | 116 | 92 | Acciona Wind Power | AW116/3000 | 2015 | 44.7959 | -64.2998
Nova Scotia | South Canoe | 102 | SOC9 | 9 | 34 | 3000 | 116 | 92 | Acciona Wind Power | AW116/3000 | 2015 | 44.7977 | -64.3075
Nova Scotia | South Canoe | 102 | SOC10 | 10 | 34 | 3000 | 116 | 92 | Acciona Wind Power | AW116/3000 | 2015 | 44.8019 | -64.306
Nova Scotia | South Canoe | 102 | SOC11 | 11 | 34 | 3000 | 116 | 92 | Acciona Wind Power | AW116/3000 | 2015 | 44.7704 | -64.327
Nova Scotia | South Canoe | 102 | SOC12 | 12 | 34 | 3000 | 116 | 92 | Acciona Wind Power | AW116/3000 | 2015 | 44.7445 | -64.3443
Nova Scotia | South Canoe | 102 | SOC13 | 13 | 34 | 3000 | 116 | 92 | Acciona Wind Power | AW116/3000 | 2015 | 44.7482 | -64.3514
Nova Scotia | South Canoe | 102 | SOC14 | 14 | 34 | 3000 | 116 | 92 | Acciona Wind Power | AW116/3000 | 2015 | 44.7529 | -64.3396
Nova Scotia | South Canoe | 102 | SOC15 | 15 | 34 | 3000 | 116 | 92 | Acciona Wind Power | AW116/3000 | 2015 | 44.7641 | -64.3371
Nova Scotia | South Canoe | 102 | SOC16 | 16 | 34 | 3000 | 116 | 92 | Acciona Wind Power | AW116/3000 | 2015 | 44.7697 | -64.3356
Nova Scotia | South Canoe | 102 | SOC17 | 17 | 34 | 3000 | 116 | 92 | Acciona Wind Power | AW116/3000 | 2015 | 44.7732 | -64.3391
Nova Scotia | South Canoe | 102 | SOC18 | 18 | 34 | 3000 | 116 | 92 | Acciona Wind Power | AW116/3000 | 2015 | 44.7789 | -64.3366
Nova Scotia | South Canoe | 102 | SOC19 | 19 | 34 | 3000 | 116 | 92 | Acciona Wind Power | AW116/3000 | 2015 | 44.7825 | -64.3448
Nova Scotia | South Canoe | 102 | SOC20 | 20 | 34 | 3000 | 116 | 92 | Acciona Wind Power | AW116/3000 | 2015 | 44.7675 | -64.3418
Nova Scotia | South Canoe | 102 | SOC21 | 21 | 34 | 3000 | 116 | 92 | Acciona Wind Power | AW116/3000 | 2015 | 44.7668 | -64.3494
Nova Scotia | South Canoe | 102 | SOC22 | 22 | 34 | 3000 | 116 | 92 | Acciona Wind Power | AW116/3000 | 2015 | 44.7707 | -64.3494
Nova Scotia | South Canoe | 102 | SOC23 | 23 | 34 | 3000 | 116 | 92 | Acciona Wind Power | AW116/3000 | 2015 | 44.7747 | -64.3529
Nova Scotia | South Canoe | 102 | SOC24 | 24 | 34 | 3000 | 116 | 92 | Acciona Wind Power | AW116/3000 | 2015 | 44.7792 | -64.3501
Nova Scotia | South Canoe | 102 | SOC25 | 25 | 34 | 3000 | 116 | 92 | Acciona Wind Power | AW116/3000 | 2015 | 44.7816 | -64.3613
Nova Scotia | South Canoe | 102 | SOC26 | 26 | 34 | 3000 | 116 | 92 | Acciona Wind Power | AW116/3000 | 2015 | 44.7852 | -64.3551
Nova Scotia | South Canoe | 102 | SOC27 | 27 | 34 | 3000 | 116 | 92 | Acciona Wind Power | AW116/3000 | 2015 | 44.7884 | -64.3502
Nova Scotia | South Canoe | 102 | SOC28 | 28 | 34 | 3000 | 116 | 92 | Acciona Wind Power | AW116/3000 | 2015 | 44.7899 | -64.3604
Nova Scotia | South Canoe | 102 | SOC29 | 29 | 34 | 3000 | 116 | 92 | Acciona Wind Power | AW116/3000 | 2015 | 44.7708 | -64.3604
Nova Scotia | South Canoe | 102 | SOC30 | 30 | 34 | 3000 | 116 | 92 | Acciona Wind Power | AW116/3000 | 2015 | 44.7749 | -64.3726
Nova Scotia | South Canoe | 102 | SOC31 | 31 | 34 | 3000 | 116 | 92 | Acciona Wind Power | AW116/3000 | 2015 | 44.7662 | -64.3687
Nova Scotia | South Canoe | 102 | SOC32 | 32 | 34 | 3000 | 116 | 92 | Acciona Wind Power | AW116/3000 | 2015 | 44.7604 | -64.3698
Nova Scotia | South Canoe | 102 | SOC33 | 33 | 34 | 3000 | 116 | 92 | Acciona Wind Power | AW116/3000 | 2015 | 44.7645 | -64.3786
Nova Scotia | South Canoe | 102 | SOC34 | 34 | 34 | 3000 | 116 | 92 | Acciona Wind Power | AW116/3000 | 2015 | 44.7588 | -64.3825
Nova Scotia | South Cape Mabou | 2 | SCM1 | 1 | 1 | 2000 | 82 | 78 | Enercon | E82-2.0 | 2013 | 46.1505 | -61.381
Nova Scotia | Spiddle Hill | 1.75 | SPI1 | 1 | 5 | 800 | 52.9 | 60 | Enercon | E53-800 | 2011 | 45.614 | -63.1977
Nova Scotia | Spiddle Hill | 1.75 | SPI2 | 2 | 5 | 800 | 52.9 | 60 | Enercon | E53-800 | 2013 | 45.612 | -63.1969
Nova Scotia | Spiddle Hill Domestic | 1.75 | SPI3 | 3 | 5 | 50 | 15 | 30.5 | Seaforth | AOC 15/50 | 2012 | 45.6125 | -63.1973
Nova Scotia | Spiddle Hill Domestic | 1.75 | SPI4 | 4 | 5 | 50 | 15 | 30.5 | Seaforth | AOC 15/50 | 2012 | 45.6129 | -63.1983
Nova Scotia | Spiddle Hill Domestic | 1.75 | SPI4 | 5 | 5 | 50 | 19.2 | 43 | Endurance Wind Power | E3120 | 2016 | 45.6136 | -63.1978
Nova Scotia | Springhill | 2.1 | SPG1 | 1 | 2 | 1200 | 62 | 69 | Vensys | V62 | 2005 | 45.6112 | -64.024
Nova Scotia | Springhill | 2.1 | SPG2 | 2 | 2 | 900 | 54 | 50 | America Wind Energy | AWE 54-900 | 2006 | 45.5998 | -64.0136
Nova Scotia | Tiverton Riverhurst | 0.9 | TIR1 | 1 | 1 | 900 | 54 | 75 | America Wind Energy | AWE 54-900 | 2007 | 44.407 | -66.1892
Nova Scotia | Truro Heights | 4 | TRU1 | 1 | 2 | 2000 | 100 | 100 | Vestas | V100-2.0 | 2014 | 45.3178 | -63.341
Nova Scotia | Truro Heights | 4 | TRU2 | 2 | 2 | 2000 | 100 | 100 | Vestas | V100-2.0 | 2014 | 45.3141 | -63.3402
Nova Scotia | Universite Sainte Anne | 0.1 | USA1 | 1 | 2 | 50 | 15 | 43 | Seaforth | AOC 15/50 | 2010 | 44.3315 | -66.1244
Nova Scotia | Universite Sainte Anne | 0.1 | USA2 | 2 | 2 | 50 | 15 | 43 | Seaforth | AOC 15/50 | 2011 | 44.3313 | -66.124
Nova Scotia | Valley Waste Resource Management | 0.05 | VWR1 | 1 | 1 | 50 | 19.2 | 51.8 | Endurance Wind Power | E3120 | 2015 | 45.0623 | -64.54
Nova Scotia | Walton | 1.99 | WAN1 | 1 | 1 | 1990 | 110 | 95 | Vestas | V110-2.0 | 2016 | 45.1974 | -63.969
Nova Scotia | Watts Wind | 1.5 | WAW1 | 1 | 1 | 1500 | 77 | 85 | Vensys | V77 | 2011 | 44.8991 | -62.4661
Nova Scotia | Wedgeport | 1.6 | WGP1 | 1 | 1 | 1600 | 82.5 | 80 | General Electric | GE 1.6-82.5 | 2015 | 43.7497 | -66.0119
Nova Scotia | Whynotts | 4 | WHY1 | 1 | 2 | 2000 | 100 | 100 | Vestas | V100-2.0 | 2014 | 44.4076 | -64.4666
Nova Scotia | Whynotts | 4 | WHY2 | 2 | 2 | 2000 | 100 | 100 | Vestas | V100-2.0 | 2014 | 44.4021 | -64.4718
Ontario | Adelaide Wind Energy Centre | 59.94 | AWE1 | 1 | 37 | 1620 | 100 | 80 | General Electric | GE 1.6 XLE | 2014 | 43.0206 | -81.7123
Ontario | Adelaide Wind Energy Centre | 59.94 | AWE2 | 2 | 37 | 1620 | 100 | 80 | General Electric | GE 1.6 XLE | 2014 | 43.0162 | -81.7147
Ontario | Adelaide Wind Energy Centre | 59.94 | AWE3 | 3 | 37 | 1620 | 100 | 80 | General Electric | GE 1.6 XLE | 2014 | 43.0162 | -81.7101
Ontario | Adelaide Wind Energy Centre | 59.94 | AWE4 | 4 | 37 | 1620 | 100 | 80 | General Electric | GE 1.6 XLE | 2014 | 43.0166 | -81.7053
Ontario | Adelaide Wind Energy Centre | 59.94 | AWE5 | 5 | 37 | 1620 | 100 | 80 | General Electric | GE 1.6 XLE | 2014 | 43.016 | -81.6842
Ontario | Adelaide Wind Energy Centre | 59.94 | AWE6 | 6 | 37 | 1620 | 100 | 80 | General Electric | GE 1.6 XLE | 2014 | 43.0163 | -81.6739
Ontario | Adelaide Wind Energy Centre | 59.94 | AWE7 | 7 | 37 | 1620 | 100 | 80 | General Electric | GE 1.6 XLE | 2014 | 43.0218 | -81.6677
Ontario | Adelaide Wind Energy Centre | 59.94 | AWE8 | 8 | 37 | 1620 | 100 | 80 | General Electric | GE 1.6 XLE | 2014 | 43.0188 | -81.6675
Ontario | Adelaide Wind Energy Centre | 59.94 | AWE9 | 9 | 37 | 1620 | 100 | 80 | General Electric | GE 1.6 XLE | 2014 | 43.0147 | -81.6678
Ontario | Adelaide Wind Energy Centre | 59.94 | AWE10 | 10 | 37 | 1620 | 100 | 80 | General Electric | GE 1.6 XLE | 2014 | 43.0146 | -81.664
Ontario | Adelaide Wind Energy Centre | 59.94 | AWE11 | 11 | 37 | 1620 | 100 | 80 | General Electric | GE 1.6 XLE | 2014 | 43.0152 | -81.659
Ontario | Adelaide Wind Energy Centre | 59.94 | AWE12 | 12 | 37 | 1620 | 100 | 80 | General Electric | GE 1.6 XLE | 2014 | 43.0116 | -81.6582
Ontario | Adelaide Wind Energy Centre | 59.94 | AWE13 | 13 | 37 | 1620 | 100 | 80 | General Electric | GE 1.6 XLE | 2014 | 42.9889 | -81.7697
Ontario | Adelaide Wind Energy Centre | 59.94 | AWE14 | 14 | 37 | 1620 | 100 | 80 | General Electric | GE 1.6 XLE | 2014 | 42.9895 | -81.7644
Ontario | Adelaide Wind Energy Centre | 59.94 | AWE15 | 15 | 37 | 1620 | 100 | 80 | General Electric | GE 1.6 XLE | 2014 | 42.9884 | -81.7604
Ontario | Adelaide Wind Energy Centre | 59.94 | AWE16 | 16 | 37 | 1620 | 100 | 80 | General Electric | GE 1.6 XLE | 2014 | 42.9896 | -81.7554
Ontario | Adelaide Wind Energy Centre | 59.94 | AWE17 | 17 | 37 | 1620 | 100 | 80 | General Electric | GE 1.6 XLE | 2014 | 42.9892 | -81.7509
Ontario | Adelaide Wind Energy Centre | 59.94 | AWE18 | 18 | 37 | 1620 | 100 | 80 | General Electric | GE 1.6 XLE | 2014 | 42.9884 | -81.7466
Ontario | Adelaide Wind Energy Centre | 59.94 | AWE19 | 19 | 37 | 1620 | 100 | 80 | General Electric | GE 1.6 XLE | 2014 | 42.9895 | -81.7381
Ontario | Adelaide Wind Energy Centre | 59.94 | AWE20 | 20 | 37 | 1620 | 100 | 80 | General Electric | GE 1.6 XLE | 2014 | 42.9895 | -81.7332
Ontario | Adelaide Wind Energy Centre | 59.94 | AWE21 | 21 | 37 | 1620 | 100 | 80 | General Electric | GE 1.6 XLE | 2014 | 42.9888 | -81.7286
Ontario | Adelaide Wind Energy Centre | 59.94 | AWE22 | 22 | 37 | 1620 | 100 | 80 | General Electric | GE 1.6 XLE | 2014 | 42.985 | -81.759
Ontario | Adelaide Wind Energy Centre | 59.94 | AWE23 | 23 | 37 | 1620 | 100 | 80 | General Electric | GE 1.6 XLE | 2014 | 42.9855 | -81.7516
Ontario | Adelaide Wind Energy Centre | 59.94 | AWE24 | 24 | 37 | 1620 | 100 | 80 | General Electric | GE 1.6 XLE | 2014 | 42.9866 | -81.7119
Ontario | Adelaide Wind Energy Centre | 59.94 | AWE25 | 25 | 37 | 1620 | 100 | 80 | General Electric | GE 1.6 XLE | 2014 | 42.987 | -81.707
Ontario | Adelaide Wind Energy Centre | 59.94 | AWE26 | 26 | 37 | 1620 | 100 | 80 | General Electric | GE 1.6 XLE | 2014 | 42.9856 | -81.6784
Ontario | Adelaide Wind Energy Centre | 59.94 | AWE27 | 27 | 37 | 1620 | 100 | 80 | General Electric | GE 1.6 XLE | 2014 | 42.9894 | -81.6726
Ontario | Adelaide Wind Energy Centre | 59.94 | AWE28 | 28 | 37 | 1620 | 100 | 80 | General Electric | GE 1.6 XLE | 2014 | 42.9897 | -81.6667
Ontario | Adelaide Wind Energy Centre | 59.94 | AWE29 | 29 | 37 | 1620 | 100 | 80 | General Electric | GE 1.6 XLE | 2014 | 42.9884 | -81.6621
Ontario | Adelaide Wind Energy Centre | 59.94 | AWE30 | 30 | 37 | 1620 | 100 | 80 | General Electric | GE 1.6 XLE | 2014 | 42.9741 | -81.6831
Ontario | Adelaide Wind Energy Centre | 59.94 | AWE31 | 31 | 37 | 1620 | 100 | 80 | General Electric | GE 1.6 XLE | 2014 | 42.9743 | -81.758
Ontario | Adelaide Wind Energy Centre | 59.94 | AWE32 | 32 | 37 | 1620 | 100 | 80 | General Electric | GE 1.6 XLE | 2014 | 42.9731 | -81.7538
Ontario | Adelaide Wind Energy Centre | 59.94 | AWE33 | 33 | 37 | 1620 | 100 | 80 | General Electric | GE 1.6 XLE | 2014 | 42.968 | -81.7303
Ontario | Adelaide Wind Energy Centre | 59.94 | AWE34 | 34 | 37 | 1620 | 100 | 80 | General Electric | GE 1.6 XLE | 2014 | 42.9697 | -81.7261
Ontario | Adelaide Wind Energy Centre | 59.94 | AWE35 | 35 | 37 | 1620 | 100 | 80 | General Electric | GE 1.6 XLE | 2014 | 42.9688 | -81.7226
Ontario | Adelaide Wind Energy Centre | 59.94 | AWE36 | 36 | 37 | 1620 | 100 | 80 | General Electric | GE 1.6 XLE | 2014 | 42.9683 | -81.7164
Ontario | Adelaide Wind Energy Centre | 59.94 | AWE37 | 37 | 37 | 1620 | 100 | 80 | General Electric | GE 1.6 XLE | 2014 | 42.9688 | -81.7114
Ontario | Amherst Island Wind Project | 75 | AIW1 | 1 | 26 | 2772 | 113 | 99.5 | Siemens | SWT 3.2-113 | 2018 | 44.125 | -76.7294 | Turbine derated from 3.2 MW
Ontario | Amherst Island Wind Project | 75 | AIW2 | 2 | 26 | 2942 | 113 | 99.5 | Siemens | SWT 3.2-113 | 2018 | 44.1269 | -76.7342 | Turbine derated from 3.2 MW
Ontario | Amherst Island Wind Project | 75 | AIW3 | 3 | 26 | 2772 | 113 | 99.5 | Siemens | SWT 3.2-113 | 2018 | 44.1239 | -76.7379 | Turbine derated from 3.2 MW
Ontario | Amherst Island Wind Project | 75 | AIW4 | 4 | 26 | 2772 | 113 | 99.5 | Siemens | SWT 3.2-113 | 2018 | 44.1456 | -76.7611 | Turbine derated from 3.2 MW
Ontario | Amherst Island Wind Project | 75 | AIW5 | 5 | 26 | 2772 | 113 | 99.5 | Siemens | SWT 3.2-113 | 2018 | 44.1488 | -76.7562 | Turbine derated from 3.2 MW
Ontario | Amherst Island Wind Project | 75 | AIW6 | 6 | 26 | 2942 | 113 | 99.5 | Siemens | SWT 3.2-113 | 2018 | 44.15 | -76.7453 | Turbine derated from 3.2 MW
Ontario | Amherst Island Wind Project | 75 | AIW7 | 7 | 26 | 2942 | 113 | 99.5 | Siemens | SWT 3.2-113 | 2018 | 44.1553 | -76.7332 | Turbine derated from 3.2 MW
Ontario | Amherst Island Wind Project | 75 | AIW8 | 8 | 26 | 2772 | 113 | 99.5 | Siemens | SWT 3.2-113 | 2018 | 44.1594 | -76.722 | Turbine derated from 3.2 MW
Ontario | Amherst Island Wind Project | 75 | AIW9 | 9 | 26 | 2942 | 113 | 99.5 | Siemens | SWT 3.2-113 | 2018 | 44.1407 | -76.7267 | Turbine derated from 3.2 MW
Ontario | Amherst Island Wind Project | 75 | AIW10 | 10 | 26 | 2942 | 113 | 99.5 | Siemens | SWT 3.2-113 | 2018 | 44.1401 | -76.7173 | Turbine derated from 3.2 MW
Ontario | Amherst Island Wind Project | 75 | AIW11 | 11 | 26 | 2942 | 113 | 99.5 | Siemens | SWT 3.2-113 | 2018 | 44.1429 | -76.7143 | Turbine derated from 3.2 MW
Ontario | Amherst Island Wind Project | 75 | AIW12 | 12 | 26 | 2772 | 113 | 99.5 | Siemens | SWT 3.2-113 | 2018 | 44.1488 | -76.7092 | Turbine derated from 3.2 MW
Ontario | Amherst Island Wind Project | 75 | AIW13 | 13 | 26 | 2942 | 113 | 99.5 | Siemens | SWT 3.2-113 | 2018 | 44.1357 | -76.6928 | Turbine derated from 3.2 MW
Ontario | Amherst Island Wind Project | 75 | AIW14 | 14 | 26 | 2772 | 113 | 99.5 | Siemens | SWT 3.2-113 | 2018 | 44.142 | -76.6894 | Turbine derated from 3.2 MW
Ontario | Amherst Island Wind Project | 75 | AIW15 | 15 | 26 | 2772 | 113 | 99.5 | Siemens | SWT 3.2-113 | 2018 | 44.1464 | -76.6872 | Turbine derated from 3.2 MW
Ontario | Amherst Island Wind Project | 75 | AIW16 | 16 | 26 | 2942 | 113 | 99.5 | Siemens | SWT 3.2-113 | 2018 | 44.1489 | -76.6818 | Turbine derated from 3.2 MW
Ontario | Amherst Island Wind Project | 75 | AIW17 | 17 | 26 | 2942 | 113 | 99.5 | Siemens | SWT 3.2-113 | 2018 | 44.1519 | -76.6774 | Turbine derated from 3.2 MW
Ontario | Amherst Island Wind Project | 75 | AIW18 | 18 | 26 | 2772 | 113 | 99.5 | Siemens | SWT 3.2-113 | 2018 | 44.1544 | -76.6696 | Turbine derated from 3.2 MW
Ontario | Amherst Island Wind Project | 75 | AIW19 | 19 | 26 | 2942 | 113 | 99.5 | Siemens | SWT 3.2-113 | 2018 | 44.1615 | -76.666 | Turbine derated from 3.2 MW
Ontario | Amherst Island Wind Project | 75 | AIW20 | 20 | 26 | 2772 | 113 | 99.5 | Siemens | SWT 3.2-113 | 2018 | 44.1655 | -76.666 | Turbine derated from 3.2 MW
Ontario | Amherst Island Wind Project | 75 | AIW21 | 21 | 26 | 2772 | 113 | 99.5 | Siemens | SWT 3.2-113 | 2018 | 44.1778 | -76.6622 | Turbine derated from 3.2 MW
Ontario | Amherst Island Wind Project | 75 | AIW22 | 22 | 26 | 2772 | 113 | 99.5 | Siemens | SWT 3.2-113 | 2018 | 44.1747 | -76.6591 | Turbine derated from 3.2 MW
Ontario | Amherst Island Wind Project | 75 | AIW23 | 23 | 26 | 2772 | 113 | 99.5 | Siemens | SWT 3.2-113 | 2018 | 44.1709 | -76.6559 | Turbine derated from 3.2 MW
Ontario | Amherst Island Wind Project | 75 | AIW24 | 24 | 26 | 2772 | 113 | 99.5 | Siemens | SWT 3.2-113 | 2018 | 44.1684 | -76.6531 | Turbine derated from 3.2 MW
Ontario | Amherst Island Wind Project | 75 | AIW25 | 25 | 26 | 2942 | 113 | 99.5 | Siemens | SWT 3.2-113 | 2018 | 44.1796 | -76.6378 | Turbine derated from 3.2 MW
Ontario | Amherst Island Wind Project | 75 | AIW26 | 26 | 26 | 2942 | 113 | 99.5 | Siemens | SWT 3.2-113 | 2018 | 44.1768 | -76.6346 | Turbine derated from 3.2 MW
Ontario | Armow Wind Project | 179 | AMW1 | 1 | 91 | 1800-2300 | 101 | 99.5 | Siemens | SWT 2.3-101 | 2015 | 44.1773 | -81.5391 | Some turbines derated such that the farm has an maximum operating capacity of 179 MW
Ontario | Armow Wind Project | 179 | AMW2 | 2 | 91 | 1800-2300 | 101 | 99.5 | Siemens | SWT 2.3-101 | 2015 | 44.1724 | -81.5363 | Some turbines derated such that the farm has an maximum operating capacity of 179 MW
Ontario | Armow Wind Project | 179 | AMW3 | 3 | 91 | 1800-2300 | 101 | 99.5 | Siemens | SWT 2.3-101 | 2015 | 44.1679 | -81.526 | Some turbines derated such that the farm has an maximum operating capacity of 179 MW
Ontario | Armow Wind Project | 179 | AMW4 | 4 | 91 | 1800-2300 | 101 | 99.5 | Siemens | SWT 2.3-101 | 2015 | 44.1662 | -81.521 | Some turbines derated such that the farm has an maximum operating capacity of 179 MW
Ontario | Armow Wind Project | 179 | AMW5 | 5 | 91 | 1800-2300 | 101 | 99.5 | Siemens | SWT 2.3-101 | 2015 | 44.1642 | -81.5178 | Some turbines derated such that the farm has an maximum operating capacity of 179 MW
Ontario | Armow Wind Project | 179 | AMW6 | 6 | 91 | 1800-2300 | 101 | 99.5 | Siemens | SWT 2.3-101 | 2015 | 44.1657 | -81.5137 | Some turbines derated such that the farm has an maximum operating capacity of 179 MW
Ontario | Armow Wind Project | 179 | AMW7 | 7 | 91 | 1800-2300 | 101 | 99.5 | Siemens | SWT 2.3-101 | 2015 | 44.1622 | -81.5131 | Some turbines derated such that the farm has an maximum operating capacity of 179 MW
Ontario | Armow Wind Project | 179 | AMW8 | 8 | 91 | 1800-2300 | 101 | 99.5 | Siemens | SWT 2.3-101 | 2015 | 44.1576 | -81.5046 | Some turbines derated such that the farm has an maximum operating capacity of 179 MW
Ontario | Armow Wind Project | 179 | AMW9 | 9 | 91 | 1800-2300 | 101 | 99.5 | Siemens | SWT 2.3-101 | 2015 | 44.1571 | -81.4983 | Some turbines derated such that the farm has an maximum operating capacity of 179 MW
Ontario | Armow Wind Project | 179 | AMW10 | 10 | 91 | 1800-2300 | 101 | 99.5 | Siemens | SWT 2.3-101 | 2015 | 44.1557 | -81.4933 | Some turbines derated such that the farm has an maximum operating capacity of 179 MW
Ontario | Armow Wind Project | 179 | AMW11 | 11 | 91 | 1800-2300 | 101 | 99.5 | Siemens | SWT 2.3-101 | 2015 | 44.1547 | -81.4898 | Some turbines derated such that the farm has an maximum operating capacity of 179 MW
Ontario | Armow Wind Project | 179 | AMW12 | 12 | 91 | 1800-2300 | 101 | 99.5 | Siemens | SWT 2.3-101 | 2015 | 44.1516 | -81.4844 | Some turbines derated such that the farm has an maximum operating capacity of 179 MW
Ontario | Armow Wind Project | 179 | AMW13 | 13 | 91 | 1800-2300 | 101 | 99.5 | Siemens | SWT 2.3-101 | 2015 | 44.15 | -81.4804 | Some turbines derated such that the farm has an maximum operating capacity of 179 MW
Ontario | Armow Wind Project | 179 | AMW14 | 14 | 91 | 1800-2300 | 101 | 99.5 | Siemens | SWT 2.3-101 | 2015 | 44.1491 | -81.4758 | Some turbines derated such that the farm has an maximum operating capacity of 179 MW
Ontario | Armow Wind Project | 179 | AMW15 | 15 | 91 | 1800-2300 | 101 | 99.5 | Siemens | SWT 2.3-101 | 2015 | 44.161 | -81.4533 | Some turbines derated such that the farm has an maximum operating capacity of 179 MW
Ontario | Armow Wind Project | 179 | AMW16 | 16 | 91 | 1800-2300 | 101 | 99.5 | Siemens | SWT 2.3-101 | 2015 | 44.159 | -81.4579 | Some turbines derated such that the farm has an maximum operating capacity of 179 MW
Ontario | Armow Wind Project | 179 | AMW17 | 17 | 91 | 1800-2300 | 101 | 99.5 | Siemens | SWT 2.3-101 | 2015 | 44.1602 | -81.4624 | Some turbines derated such that the farm has an maximum operating capacity of 179 MW
Ontario | Armow Wind Project | 179 | AMW18 | 18 | 91 | 1800-2300 | 101 | 99.5 | Siemens | SWT 2.3-101 | 2015 | 44.1654 | -81.4762 | Some turbines derated such that the farm has an maximum operating capacity of 179 MW
Ontario | Armow Wind Project | 179 | AMW19 | 19 | 91 | 1800-2300 | 101 | 99.5 | Siemens | SWT 2.3-101 | 2015 | 44.1688 | -81.4783 | Some turbines derated such that the farm has an maximum operating capacity of 179 MW
Ontario | Armow Wind Project | 179 | AMW20 | 20 | 91 | 1800-2300 | 101 | 99.5 | Siemens | SWT 2.3-101 | 2015 | 44.1714 | -81.4803 | Some turbines derated such that the farm has an maximum operating capacity of 179 MW
Ontario | Armow Wind Project | 179 | AMW21 | 21 | 91 | 1800-2300 | 101 | 99.5 | Siemens | SWT 2.3-101 | 2015 | 44.172 | -81.4851 | Some turbines derated such that the farm has an maximum operating capacity of 179 MW
Ontario | Armow Wind Project | 179 | AMW22 | 22 | 91 | 1800-2300 | 101 | 99.5 | Siemens | SWT 2.3-101 | 2015 | 44.1718 | -81.4919 | Some turbines derated such that the farm has an maximum operating capacity of 179 MW
Ontario | Armow Wind Project | 179 | AMW23 | 23 | 91 | 1800-2300 | 101 | 99.5 | Siemens | SWT 2.3-101 | 2015 | 44.1726 | -81.4982 | Some turbines derated such that the farm has an maximum operating capacity of 179 MW
Ontario | Armow Wind Project | 179 | AMW24 | 24 | 91 | 1800-2300 | 101 | 99.5 | Siemens | SWT 2.3-101 | 2015 | 44.1809 | -81.5213 | Some turbines derated such that the farm has an maximum operating capacity of 179 MW
Ontario | Armow Wind Project | 179 | AMW25 | 25 | 91 | 1800-2300 | 101 | 99.5 | Siemens | SWT 2.3-101 | 2015 | 44.1877 | -81.5344 | Some turbines derated such that the farm has an maximum operating capacity of 179 MW
Ontario | Armow Wind Project | 179 | AMW26 | 26 | 91 | 1800-2300 | 101 | 99.5 | Siemens | SWT 2.3-101 | 2015 | 44.1917 | -81.529 | Some turbines derated such that the farm has an maximum operating capacity of 179 MW
Ontario | Armow Wind Project | 179 | AMW27 | 27 | 91 | 1800-2300 | 101 | 99.5 | Siemens | SWT 2.3-101 | 2015 | 44.2022 | -81.5202 | Some turbines derated such that the farm has an maximum operating capacity of 179 MW
Ontario | Armow Wind Project | 179 | AMW28 | 28 | 91 | 1800-2300 | 101 | 99.5 | Siemens | SWT 2.3-101 | 2015 | 44.2023 | -81.5163 | Some turbines derated such that the farm has an maximum operating capacity of 179 MW
Ontario | Armow Wind Project | 179 | AMW29 | 29 | 91 | 1800-2300 | 101 | 99.5 | Siemens | SWT 2.3-101 | 2015 | 44.1994 | -81.5167 | Some turbines derated such that the farm has an maximum operating capacity of 179 MW
Ontario | Armow Wind Project | 179 | AMW30 | 30 | 91 | 1800-2300 | 101 | 99.5 | Siemens | SWT 2.3-101 | 2015 | 44.2058 | -81.5139 | Some turbines derated such that the farm has an maximum operating capacity of 179 MW
Ontario | Armow Wind Project | 179 | AMW31 | 31 | 91 | 1800-2300 | 101 | 99.5 | Siemens | SWT 2.3-101 | 2015 | 44.1834 | -81.4699 | Some turbines derated such that the farm has an maximum operating capacity of 179 MW
Ontario | Armow Wind Project | 179 | AMW32 | 32 | 91 | 1800-2300 | 101 | 99.5 | Siemens | SWT 2.3-101 | 2015 | 44.1867 | -81.4705 | Some turbines derated such that the farm has an maximum operating capacity of 179 MW
Ontario | Armow Wind Project | 179 | AMW33 | 33 | 91 | 1800-2300 | 101 | 99.5 | Siemens | SWT 2.3-101 | 2015 | 44.188 | -81.4666 | Some turbines derated such that the farm has an maximum operating capacity of 179 MW
Ontario | Armow Wind Project | 179 | AMW34 | 34 | 91 | 1800-2300 | 101 | 99.5 | Siemens | SWT 2.3-101 | 2015 | 44.1803 | -81.4558 | Some turbines derated such that the farm has an maximum operating capacity of 179 MW
Ontario | Armow Wind Project | 179 | AMW35 | 35 | 91 | 1800-2300 | 101 | 99.5 | Siemens | SWT 2.3-101 | 2015 | 44.1777 | -81.4542 | Some turbines derated such that the farm has an maximum operating capacity of 179 MW
Ontario | Armow Wind Project | 179 | AMW36 | 36 | 91 | 1800-2300 | 101 | 99.5 | Siemens | SWT 2.3-101 | 2015 | 44.1671 | -81.4341 | Some turbines derated such that the farm has an maximum operating capacity of 179 MW
Ontario | Armow Wind Project | 179 | AMW37 | 37 | 91 | 1800-2300 | 101 | 99.5 | Siemens | SWT 2.3-101 | 2015 | 44.1676 | -81.4305 | Some turbines derated such that the farm has an maximum operating capacity of 179 MW
Ontario | Armow Wind Project | 179 | AMW38 | 38 | 91 | 1800-2300 | 101 | 99.5 | Siemens | SWT 2.3-101 | 2015 | 44.1688 | -81.4259 | Some turbines derated such that the farm has an maximum operating capacity of 179 MW
Ontario | Armow Wind Project | 179 | AMW39 | 39 | 91 | 1800-2300 | 101 | 99.5 | Siemens | SWT 2.3-101 | 2015 | 44.1831 | -81.4149 | Some turbines derated such that the farm has an maximum operating capacity of 179 MW
Ontario | Armow Wind Project | 179 | AMW40 | 40 | 91 | 1800-2300 | 101 | 99.5 | Siemens | SWT 2.3-101 | 2015 | 44.1903 | -81.433 | Some turbines derated such that the farm has an maximum operating capacity of 179 MW
Ontario | Armow Wind Project | 179 | AMW41 | 41 | 91 | 1800-2300 | 101 | 99.5 | Siemens | SWT 2.3-101 | 2015 | 44.1902 | -81.4372 | Some turbines derated such that the farm has an maximum operating capacity of 179 MW
Ontario | Armow Wind Project | 179 | AMW42 | 42 | 91 | 1800-2300 | 101 | 99.5 | Siemens | SWT 2.3-101 | 2015 | 44.196 | -81.4368 | Some turbines derated such that the farm has an maximum operating capacity of 179 MW
Ontario | Armow Wind Project | 179 | AMW43 | 43 | 91 | 1800-2300 | 101 | 99.5 | Siemens | SWT 2.3-101 | 2015 | 44.1943 | -81.4421 | Some turbines derated such that the farm has an maximum operating capacity of 179 MW
Ontario | Armow Wind Project | 179 | AMW44 | 44 | 91 | 1800-2300 | 101 | 99.5 | Siemens | SWT 2.3-101 | 2015 | 44.194 | -81.4463 | Some turbines derated such that the farm has an maximum operating capacity of 179 MW
Ontario | Armow Wind Project | 179 | AMW45 | 45 | 91 | 1800-2300 | 101 | 99.5 | Siemens | SWT 2.3-101 | 2015 | 44.194 | -81.4503 | Some turbines derated such that the farm has an maximum operating capacity of 179 MW
Ontario | Armow Wind Project | 179 | AMW46 | 46 | 91 | 1800-2300 | 101 | 99.5 | Siemens | SWT 2.3-101 | 2015 | 44.1973 | -81.4543 | Some turbines derated such that the farm has an maximum operating capacity of 179 MW
Ontario | Armow Wind Project | 179 | AMW47 | 47 | 91 | 1800-2300 | 101 | 99.5 | Siemens | SWT 2.3-101 | 2015 | 44.2002 | -81.4474 | Some turbines derated such that the farm has an maximum operating capacity of 179 MW
Ontario | Armow Wind Project | 179 | AMW48 | 48 | 91 | 1800-2300 | 101 | 99.5 | Siemens | SWT 2.3-101 | 2015 | 44.2036 | -81.4573 | Some turbines derated such that the farm has an maximum operating capacity of 179 MW
Ontario | Armow Wind Project | 179 | AMW49 | 49 | 91 | 1800-2300 | 101 | 99.5 | Siemens | SWT 2.3-101 | 2015 | 44.2017 | -81.4626 | Some turbines derated such that the farm has an maximum operating capacity of 179 MW
Ontario | Armow Wind Project | 179 | AMW50 | 50 | 91 | 1800-2300 | 101 | 99.5 | Siemens | SWT 2.3-101 | 2015 | 44.2065 | -81.4594 | Some turbines derated such that the farm has an maximum operating capacity of 179 MW
Ontario | Armow Wind Project | 179 | AMW51 | 51 | 91 | 1800-2300 | 101 | 99.5 | Siemens | SWT 2.3-101 | 2015 | 44.2067 | -81.4636 | Some turbines derated such that the farm has an maximum operating capacity of 179 MW
Ontario | Armow Wind Project | 179 | AMW52 | 52 | 91 | 1800-2300 | 101 | 99.5 | Siemens | SWT 2.3-101 | 2015 | 44.2034 | -81.4675 | Some turbines derated such that the farm has an maximum operating capacity of 179 MW
Ontario | Armow Wind Project | 179 | AMW53 | 53 | 91 | 1800-2300 | 101 | 99.5 | Siemens | SWT 2.3-101 | 2015 | 44.206 | -81.4679 | Some turbines derated such that the farm has an maximum operating capacity of 179 MW
Ontario | Armow Wind Project | 179 | AMW54 | 54 | 91 | 1800-2300 | 101 | 99.5 | Siemens | SWT 2.3-101 | 2015 | 44.2056 | -81.4725 | Some turbines derated such that the farm has an maximum operating capacity of 179 MW
Ontario | Armow Wind Project | 179 | AMW55 | 55 | 91 | 1800-2300 | 101 | 99.5 | Siemens | SWT 2.3-101 | 2015 | 44.2183 | -81.5032 | Some turbines derated such that the farm has an maximum operating capacity of 179 MW
Ontario | Armow Wind Project | 179 | AMW56 | 56 | 91 | 1800-2300 | 101 | 99.5 | Siemens | SWT 2.3-101 | 2015 | 44.222 | -81.4982 | Some turbines derated such that the farm has an maximum operating capacity of 179 MW
Ontario | Armow Wind Project | 179 | AMW57 | 57 | 91 | 1800-2300 | 101 | 99.5 | Siemens | SWT 2.3-101 | 2015 | 44.2245 | -81.5031 | Some turbines derated such that the farm has an maximum operating capacity of 179 MW
Ontario | Armow Wind Project | 179 | AMW58 | 58 | 91 | 1800-2300 | 101 | 99.5 | Siemens | SWT 2.3-101 | 2015 | 44.2325 | -81.5338 | Some turbines derated such that the farm has an maximum operating capacity of 179 MW
Ontario | Armow Wind Project | 179 | AMW59 | 59 | 91 | 1800-2300 | 101 | 99.5 | Siemens | SWT 2.3-101 | 2015 | 44.2344 | -81.5384 | Some turbines derated such that the farm has an maximum operating capacity of 179 MW
Ontario | Armow Wind Project | 179 | AMW60 | 60 | 91 | 1800-2300 | 101 | 99.5 | Siemens | SWT 2.3-101 | 2015 | 44.2306 | -81.5403 | Some turbines derated such that the farm has an maximum operating capacity of 179 MW
Ontario | Armow Wind Project | 179 | AMW61 | 61 | 91 | 1800-2300 | 101 | 99.5 | Siemens | SWT 2.3-101 | 2015 | 44.2442 | -81.5047 | Some turbines derated such that the farm has an maximum operating capacity of 179 MW
Ontario | Armow Wind Project | 179 | AMW62 | 62 | 91 | 1800-2300 | 101 | 99.5 | Siemens | SWT 2.3-101 | 2015 | 44.2334 | -81.4909 | Some turbines derated such that the farm has an maximum operating capacity of 179 MW
Ontario | Armow Wind Project | 179 | AMW63 | 63 | 91 | 1800-2300 | 101 | 99.5 | Siemens | SWT 2.3-101 | 2015 | 44.2249 | -81.4707 | Some turbines derated such that the farm has an maximum operating capacity of 179 MW
Ontario | Armow Wind Project | 179 | AMW64 | 64 | 91 | 1800-2300 | 101 | 99.5 | Siemens | SWT 2.3-101 | 2015 | 44.2274 | -81.4661 | Some turbines derated such that the farm has an maximum operating capacity of 179 MW
Ontario | Armow Wind Project | 179 | AMW65 | 65 | 91 | 1800-2300 | 101 | 99.5 | Siemens | SWT 2.3-101 | 2015 | 44.2274 | -81.4621 | Some turbines derated such that the farm has an maximum operating capacity of 179 MW
Ontario | Armow Wind Project | 179 | AMW66 | 66 | 91 | 1800-2300 | 101 | 99.5 | Siemens | SWT 2.3-101 | 2015 | 44.221 | -81.4564 | Some turbines derated such that the farm has an maximum operating capacity of 179 MW
Ontario | Armow Wind Project | 179 | AMW67 | 67 | 91 | 1800-2300 | 101 | 99.5 | Siemens | SWT 2.3-101 | 2015 | 44.2186 | -81.4541 | Some turbines derated such that the farm has an maximum operating capacity of 179 MW
Ontario | Armow Wind Project | 179 | AMW68 | 68 | 91 | 1800-2300 | 101 | 99.5 | Siemens | SWT 2.3-101 | 2015 | 44.2186 | -81.4461 | Some turbines derated such that the farm has an maximum operating capacity of 179 MW
Ontario | Armow Wind Project | 179 | AMW69 | 69 | 91 | 1800-2300 | 101 | 99.5 | Siemens | SWT 2.3-101 | 2015 | 44.2186 | -81.4376 | Some turbines derated such that the farm has an maximum operating capacity of 179 MW
Ontario | Armow Wind Project | 179 | AMW70 | 70 | 91 | 1800-2300 | 101 | 99.5 | Siemens | SWT 2.3-101 | 2015 | 44.2148 | -81.4354 | Some turbines derated such that the farm has an maximum operating capacity of 179 MW
Ontario | Armow Wind Project | 179 | AMW71 | 71 | 91 | 1800-2300 | 101 | 99.5 | Siemens | SWT 2.3-101 | 2015 | 44.2092 | -81.4344 | Some turbines derated such that the farm has an maximum operating capacity of 179 MW
Ontario | Armow Wind Project | 179 | AMW72 | 72 | 91 | 1800-2300 | 101 | 99.5 | Siemens | SWT 2.3-101 | 2015 | 44.2092 | -81.4303 | Some turbines derated such that the farm has an maximum operating capacity of 179 MW
Ontario | Armow Wind Project | 179 | AMW73 | 73 | 91 | 1800-2300 | 101 | 99.5 | Siemens | SWT 2.3-101 | 2015 | 44.2113 | -81.4233 | Some turbines derated such that the farm has an maximum operating capacity of 179 MW
Ontario | Armow Wind Project | 179 | AMW74 | 74 | 91 | 1800-2300 | 101 | 99.5 | Siemens | SWT 2.3-101 | 2015 | 44.2088 | -81.4222 | Some turbines derated such that the farm has an maximum operating capacity of 179 MW
Ontario | Armow Wind Project | 179 | AMW75 | 75 | 91 | 1800-2300 | 101 | 99.5 | Siemens | SWT 2.3-101 | 2015 | 44.2039 | -81.4163 | Some turbines derated such that the farm has an maximum operating capacity of 179 MW
Ontario | Armow Wind Project | 179 | AMW76 | 76 | 91 | 1800-2300 | 101 | 99.5 | Siemens | SWT 2.3-101 | 2015 | 44.2066 | -81.4097 | Some turbines derated such that the farm has an maximum operating capacity of 179 MW
Ontario | Armow Wind Project | 179 | AMW77 | 77 | 91 | 1800-2300 | 101 | 99.5 | Siemens | SWT 2.3-101 | 2015 | 44.2009 | -81.4079 | Some turbines derated such that the farm has an maximum operating capacity of 179 MW
Ontario | Armow Wind Project | 179 | AMW78 | 78 | 91 | 1800-2300 | 101 | 99.5 | Siemens | SWT 2.3-101 | 2015 | 44.1992 | -81.4039 | Some turbines derated such that the farm has an maximum operating capacity of 179 MW
Ontario | Armow Wind Project | 179 | AMW79 | 79 | 91 | 1800-2300 | 101 | 99.5 | Siemens | SWT 2.3-101 | 2015 | 44.2221 | -81.3969 | Some turbines derated such that the farm has an maximum operating capacity of 179 MW
Ontario | Armow Wind Project | 179 | AMW80 | 80 | 91 | 1800-2300 | 101 | 99.5 | Siemens | SWT 2.3-101 | 2015 | 44.2206 | -81.4085 | Some turbines derated such that the farm has an maximum operating capacity of 179 MW
Ontario | Armow Wind Project | 179 | AMW81 | 81 | 91 | 1800-2300 | 101 | 99.5 | Siemens | SWT 2.3-101 | 2015 | 44.223 | -81.4105 | Some turbines derated such that the farm has an maximum operating capacity of 179 MW
Ontario | Armow Wind Project | 179 | AMW82 | 82 | 91 | 1800-2300 | 101 | 99.5 | Siemens | SWT 2.3-101 | 2015 | 44.2243 | -81.4146 | Some turbines derated such that the farm has an maximum operating capacity of 179 MW
Ontario | Armow Wind Project | 179 | AMW83 | 83 | 91 | 1800-2300 | 101 | 99.5 | Siemens | SWT 2.3-101 | 2015 | 44.2255 | -81.4187 | Some turbines derated such that the farm has an maximum operating capacity of 179 MW
Ontario | Armow Wind Project | 179 | AMW84 | 84 | 91 | 1800-2300 | 101 | 99.5 | Siemens | SWT 2.3-101 | 2015 | 44.2274 | -81.4239 | Some turbines derated such that the farm has an maximum operating capacity of 179 MW
Ontario | Armow Wind Project | 179 | AMW85 | 85 | 91 | 1800-2300 | 101 | 99.5 | Siemens | SWT 2.3-101 | 2015 | 44.2265 | -81.4282 | Some turbines derated such that the farm has an maximum operating capacity of 179 MW
Ontario | Armow Wind Project | 179 | AMW86 | 86 | 91 | 1800-2300 | 101 | 99.5 | Siemens | SWT 2.3-101 | 2015 | 44.2322 | -81.4171 | Some turbines derated such that the farm has an maximum operating capacity of 179 MW
Ontario | Armow Wind Project | 179 | AMW87 | 87 | 91 | 1800-2300 | 101 | 99.5 | Siemens | SWT 2.3-101 | 2015 | 44.2385 | -81.4423 | Some turbines derated such that the farm has an maximum operating capacity of 179 MW
Ontario | Armow Wind Project | 179 | AMW88 | 88 | 91 | 1800-2300 | 101 | 99.5 | Siemens | SWT 2.3-101 | 2015 | 44.2399 | -81.4389 | Some turbines derated such that the farm has an maximum operating capacity of 179 MW
Ontario | Armow Wind Project | 179 | AMW89 | 89 | 91 | 1800-2300 | 101 | 99.5 | Siemens | SWT 2.3-101 | 2015 | 44.2429 | -81.4159 | Some turbines derated such that the farm has an maximum operating capacity of 179 MW
Ontario | Armow Wind Project | 179 | AMW90 | 90 | 91 | 1800-2300 | 101 | 99.5 | Siemens | SWT 2.3-101 | 2015 | 44.2401 | -81.4149 | Some turbines derated such that the farm has an maximum operating capacity of 179 MW
Ontario | Armow Wind Project | 179 | AMW91 | 91 | 91 | 1800-2300 | 101 | 99.5 | Siemens | SWT 2.3-101 | 2015 | 44.2401 | -81.4086 | Some turbines derated such that the farm has an maximum operating capacity of 179 MW
Ontario | Arthur | 10 | ART1 | 1 | 5 | 2000 | 70 | 85 | Enercon | E70-2.0 | 2010 | 43.8494 | -80.5155
Ontario | Arthur | 10 | ART2 | 2 | 5 | 2000 | 70 | 85 | Enercon | E70-2.0 | 2010 | 43.8473 | -80.5151
Ontario | Arthur | 10 | ART3 | 3 | 5 | 2000 | 70 | 85 | Enercon | E70-2.0 | 2010 | 43.845 | -80.5145
Ontario | Arthur | 10 | ART4 | 4 | 5 | 2000 | 70 | 85 | Enercon | E70-2.0 | 2010 | 43.8436 | -80.5204
Ontario | Arthur | 10 | ART5 | 5 | 5 | 2000 | 70 | 85 | Enercon | E70-2.0 | 2010 | 43.8458 | -80.5209
Ontario | Belle River | 100 | BEL1 | 1 | 40 | 3200 | 113 | 99.5 | Siemens | SWT 3.2-113 | 2017 | 42.2514 | -82.5695 | Nominal power 2.37 to 3.2 MW such that wind farm has maximum capacity of 100 MW
Ontario | Belle River | 100 | BEL2 | 2 | 40 | 3200 | 113 | 99.5 | Siemens | SWT 3.2-113 | 2017 | 42.2512 | -82.5798 | Nominal power 2.37 to 3.2 MW such that wind farm has maximum capacity of 100 MW
Ontario | Belle River | 100 | BEL3 | 3 | 40 | 3200 | 113 | 99.5 | Siemens | SWT 3.2-113 | 2017 | 42.2513 | -82.5867 | Nominal power 2.37 to 3.2 MW such that wind farm has maximum capacity of 100 MW
Ontario | Belle River | 100 | BEL4 | 4 | 40 | 3200 | 113 | 99.5 | Siemens | SWT 3.2-113 | 2017 | 42.2526 | -82.5908 | Nominal power 2.37 to 3.2 MW such that wind farm has maximum capacity of 100 MW
Ontario | Belle River | 100 | BEL5 | 5 | 40 | 3200 | 113 | 99.5 | Siemens | SWT 3.2-113 | 2017 | 42.2486 | -82.5905 | Nominal power 2.37 to 3.2 MW such that wind farm has maximum capacity of 100 MW
Ontario | Belle River | 100 | BEL6 | 6 | 40 | 3200 | 113 | 99.5 | Siemens | SWT 3.2-113 | 2017 | 42.263 | -82.5719 | Nominal power 2.37 to 3.2 MW such that wind farm has maximum capacity of 100 MW
Ontario | Belle River | 100 | BEL7 | 7 | 40 | 3200 | 113 | 99.5 | Siemens | SWT 3.2-113 | 2017 | 42.2483 | -82.6118 | Nominal power 2.37 to 3.2 MW such that wind farm has maximum capacity of 100 MW
Ontario | Belle River | 100 | BEL8 | 8 | 40 | 3200 | 113 | 99.5 | Siemens | SWT 3.2-113 | 2017 | 42.2451 | -82.6101 | Nominal power 2.37 to 3.2 MW such that wind farm has maximum capacity of 100 MW
Ontario | Belle River | 100 | BEL9 | 9 | 40 | 3200 | 113 | 99.5 | Siemens | SWT 3.2-113 | 2017 | 42.242 | -82.6282 | Nominal power 2.37 to 3.2 MW such that wind farm has maximum capacity of 100 MW
Ontario | Belle River | 100 | BEL10 | 10 | 40 | 3200 | 113 | 99.5 | Siemens | SWT 3.2-113 | 2017 | 42.2368 | -82.6276 | Nominal power 2.37 to 3.2 MW such that wind farm has maximum capacity of 100 MW
Ontario | Belle River | 100 | BEL11 | 11 | 40 | 3200 | 113 | 99.5 | Siemens | SWT 3.2-113 | 2017 | 42.2374 | -82.6459 | Nominal power 2.37 to 3.2 MW such that wind farm has maximum capacity of 100 MW
Ontario | Belle River | 100 | BEL12 | 12 | 40 | 3200 | 113 | 99.5 | Siemens | SWT 3.2-113 | 2017 | 42.2535 | -82.6556 | Nominal power 2.37 to 3.2 MW such that wind farm has maximum capacity of 100 MW
Ontario | Belle River | 100 | BEL13 | 13 | 40 | 3200 | 113 | 99.5 | Siemens | SWT 3.2-113 | 2017 | 42.253 | -82.6124 | Nominal power 2.37 to 3.2 MW such that wind farm has maximum capacity of 100 MW
Ontario | Belle River | 100 | BEL14 | 14 | 40 | 3200 | 113 | 99.5 | Siemens | SWT 3.2-113 | 2017 | 42.2568 | -82.6262 | Nominal power 2.37 to 3.2 MW such that wind farm has maximum capacity of 100 MW
Ontario | Belle River | 100 | BEL15 | 15 | 40 | 3200 | 113 | 99.5 | Siemens | SWT 3.2-113 | 2017 | 42.2579 | -82.6121 | Nominal power 2.37 to 3.2 MW such that wind farm has maximum capacity of 100 MW
Ontario | Belle River | 100 | BEL16 | 16 | 40 | 3200 | 113 | 99.5 | Siemens | SWT 3.2-113 | 2017 | 42.2631 | -82.609 | Nominal power 2.37 to 3.2 MW such that wind farm has maximum capacity of 100 MW
Ontario | Belle River | 100 | BEL17 | 17 | 40 | 3200 | 113 | 99.5 | Siemens | SWT 3.2-113 | 2017 | 42.2593 | -82.659 | Nominal power 2.37 to 3.2 MW such that wind farm has maximum capacity of 100 MW
Ontario | Belle River | 100 | BEL18 | 18 | 40 | 3200 | 113 | 99.5 | Siemens | SWT 3.2-113 | 2017 | 42.2593 | -82.6431 | Nominal power 2.37 to 3.2 MW such that wind farm has maximum capacity of 100 MW
Ontario | Belle River | 100 | BEL19 | 19 | 40 | 3200 | 113 | 99.5 | Siemens | SWT 3.2-113 | 2017 | 42.2664 | -82.6612 | Nominal power 2.37 to 3.2 MW such that wind farm has maximum capacity of 100 MW
Ontario | Belle River | 100 | BEL20 | 20 | 40 | 3200 | 113 | 99.5 | Siemens | SWT 3.2-113 | 2017 | 42.2674 | -82.6424 | Nominal power 2.37 to 3.2 MW such that wind farm has maximum capacity of 100 MW
Ontario | Belle River | 100 | BEL21 | 21 | 40 | 3200 | 113 | 99.5 | Siemens | SWT 3.2-113 | 2017 | 42.2388 | -82.6945 | Nominal power 2.37 to 3.2 MW such that wind farm has maximum capacity of 100 MW
Ontario | Belle River | 100 | BEL22 | 22 | 40 | 3200 | 113 | 99.5 | Siemens | SWT 3.2-113 | 2017 | 42.2404 | -82.7028 | Nominal power 2.37 to 3.2 MW such that wind farm has maximum capacity of 100 MW
Ontario | Belle River | 100 | BEL23 | 23 | 40 | 3200 | 113 | 99.5 | Siemens | SWT 3.2-113 | 2017 | 42.2494 | -82.694 | Nominal power 2.37 to 3.2 MW such that wind farm has maximum capacity of 100 MW
Ontario | Belle River | 100 | BEL24 | 24 | 40 | 3200 | 113 | 99.5 | Siemens | SWT 3.2-113 | 2017 | 42.2553 | -82.6947 | Nominal power 2.37 to 3.2 MW such that wind farm has maximum capacity of 100 MW
Ontario | Belle River | 100 | BEL25 | 25 | 40 | 3200 | 113 | 99.5 | Siemens | SWT 3.2-113 | 2017 | 42.2383 | -82.7299 | Nominal power 2.37 to 3.2 MW such that wind farm has maximum capacity of 100 MW
Ontario | Belle River | 100 | BEL26 | 26 | 40 | 3200 | 113 | 99.5 | Siemens | SWT 3.2-113 | 2017 | 42.2403 | -82.7249 | Nominal power 2.37 to 3.2 MW such that wind farm has maximum capacity of 100 MW
Ontario | Belle River | 100 | BEL27 | 27 | 40 | 3200 | 113 | 99.5 | Siemens | SWT 3.2-113 | 2017 | 42.2572 | -82.7022 | Nominal power 2.37 to 3.2 MW such that wind farm has maximum capacity of 100 MW
Ontario | Belle River | 100 | BEL28 | 28 | 40 | 3200 | 113 | 99.5 | Siemens | SWT 3.2-113 | 2017 | 42.2593 | -82.6931 | Nominal power 2.37 to 3.2 MW such that wind farm has maximum capacity of 100 MW
Ontario | Belle River | 100 | BEL29 | 29 | 40 | 3200 | 113 | 99.5 | Siemens | SWT 3.2-113 | 2017 | 42.2608 | -82.6966 | Nominal power 2.37 to 3.2 MW such that wind farm has maximum capacity of 100 MW
Ontario | Belle River | 100 | BEL30 | 30 | 40 | 3200 | 113 | 99.5 | Siemens | SWT 3.2-113 | 2017 | 42.2642 | -82.6762 | Nominal power 2.37 to 3.2 MW such that wind farm has maximum capacity of 100 MW
Ontario | Belle River | 100 | BEL31 | 31 | 40 | 3200 | 113 | 99.5 | Siemens | SWT 3.2-113 | 2017 | 42.2659 | -82.678 | Nominal power 2.37 to 3.2 MW such that wind farm has maximum capacity of 100 MW
Ontario | Belle River | 100 | BEL32 | 32 | 40 | 3200 | 113 | 99.5 | Siemens | SWT 3.2-113 | 2017 | 42.2603 | -82.7297 | Nominal power 2.37 to 3.2 MW such that wind farm has maximum capacity of 100 MW
Ontario | Belle River | 100 | BEL33 | 33 | 40 | 3200 | 113 | 99.5 | Siemens | SWT 3.2-113 | 2017 | 42.2443 | -82.7469 | Nominal power 2.37 to 3.2 MW such that wind farm has maximum capacity of 100 MW
Ontario | Belle River | 100 | BEL34 | 34 | 40 | 3200 | 113 | 99.5 | Siemens | SWT 3.2-113 | 2017 | 42.2501 | -82.7654 | Nominal power 2.37 to 3.2 MW such that wind farm has maximum capacity of 100 MW
Ontario | Belle River | 100 | BEL35 | 35 | 40 | 3200 | 113 | 99.5 | Siemens | SWT 3.2-113 | 2017 | 42.2519 | -82.7626 | Nominal power 2.37 to 3.2 MW such that wind farm has maximum capacity of 100 MW
Ontario | Belle River | 100 | BEL36 | 36 | 40 | 3200 | 113 | 99.5 | Siemens | SWT 3.2-113 | 2017 | 42.2531 | -82.7684 | Nominal power 2.37 to 3.2 MW such that wind farm has maximum capacity of 100 MW
Ontario | Belle River | 100 | BEL37 | 37 | 40 | 3200 | 113 | 99.5 | Siemens | SWT 3.2-113 | 2017 | 42.2554 | -82.7622 | Nominal power 2.37 to 3.2 MW such that wind farm has maximum capacity of 100 MW
Ontario | Belle River | 100 | BEL38 | 38 | 40 | 3200 | 113 | 99.5 | Siemens | SWT 3.2-113 | 2017 | 42.258 | -82.7659 | Nominal power 2.37 to 3.2 MW such that wind farm has maximum capacity of 100 MW
Ontario | Belle River | 100 | BEL39 | 39 | 40 | 3200 | 113 | 99.5 | Siemens | SWT 3.2-113 | 2017 | 42.2606 | -82.7619 | Nominal power 2.37 to 3.2 MW such that wind farm has maximum capacity of 100 MW
Ontario | Belle River | 100 | BEL40 | 40 | 40 | 3200 | 113 | 99.5 | Siemens | SWT 3.2-113 | 2017 | 42.2599 | -82.7448 | Nominal power 2.37 to 3.2 MW such that wind farm has maximum capacity of 100 MW
Ontario | Bisnett Line (Thames River I) | 40 | THM1 | 1 | 45 | 2000 | 82 | 78 | Enercon | E82-2.0 | 2009 | 42.2827 | -81.9915
Ontario | Bisnett Line (Thames River I) | 40 | THM2 | 2 | 45 | 2000 | 82 | 78 | Enercon | E82-2.0 | 2009 | 42.2795 | -81.9941
Ontario | Bisnett Line (Thames River I) | 40 | THM3 | 3 | 45 | 2000 | 82 | 78 | Enercon | E82-2.0 | 2009 | 42.2786 | -81.9916
Ontario | Bisnett Line (Thames River I) | 40 | THM4 | 4 | 45 | 2000 | 82 | 78 | Enercon | E82-2.0 | 2009 | 42.2797 | -81.9857
Ontario | Bisnett Line (Thames River I) | 40 | THM5 | 5 | 45 | 2000 | 82 | 78 | Enercon | E82-2.0 | 2009 | 42.2765 | -81.9881
Ontario | Bluewater Wind Farm | 59.2 | BLU1 | 1 | 37 | 1600 | 100 | 80 | General Electric | GE 1.6-100 | 2014 | 43.4391 | -81.666
Ontario | Bluewater Wind Farm | 59.2 | BLU2 | 2 | 37 | 1600 | 100 | 80 | General Electric | GE 1.6-100 | 2014 | 43.4464 | -81.6682
Ontario | Bluewater Wind Farm | 59.2 | BLU3 | 3 | 37 | 1600 | 100 | 80 | General Electric | GE 1.6-100 | 2014 | 43.459 | -81.6727
Ontario | Bluewater Wind Farm | 59.2 | BLU4 | 4 | 37 | 1600 | 100 | 80 | General Electric | GE 1.6-100 | 2014 | 43.4684 | -81.6729
Ontario | Bluewater Wind Farm | 59.2 | BLU5 | 5 | 37 | 1600 | 100 | 80 | General Electric | GE 1.6-100 | 2014 | 43.4631 | -81.651
Ontario | Bluewater Wind Farm | 59.2 | BLU6 | 6 | 37 | 1600 | 100 | 80 | General Electric | GE 1.6-100 | 2014 | 43.4674 | -81.651
Ontario | Bluewater Wind Farm | 59.2 | BLU7 | 7 | 37 | 1600 | 100 | 80 | General Electric | GE 1.6-100 | 2014 | 43.4747 | -81.6478
Ontario | Bluewater Wind Farm | 59.2 | BLU8 | 8 | 37 | 1600 | 100 | 80 | General Electric | GE 1.6-100 | 2014 | 43.4814 | -81.6533
Ontario | Bluewater Wind Farm | 59.2 | BLU9 | 9 | 37 | 1600 | 100 | 80 | General Electric | GE 1.6-100 | 2014 | 43.4889 | -81.6527
Ontario | Bluewater Wind Farm | 59.2 | BLU10 | 10 | 37 | 1600 | 100 | 80 | General Electric | GE 1.6-100 | 2014 | 43.4962 | -81.6541
Ontario | Bluewater Wind Farm | 59.2 | BLU11 | 11 | 37 | 1600 | 100 | 80 | General Electric | GE 1.6-100 | 2014 | 43.5015 | -81.6571
Ontario | Bluewater Wind Farm | 59.2 | BLU12 | 12 | 37 | 1600 | 100 | 80 | General Electric | GE 1.6-100 | 2014 | 43.4963 | -81.6764
Ontario | Bluewater Wind Farm | 59.2 | BLU13 | 13 | 37 | 1600 | 100 | 80 | General Electric | GE 1.6-100 | 2014 | 43.4992 | -81.6768
Ontario | Bluewater Wind Farm | 59.2 | BLU14 | 14 | 37 | 1600 | 100 | 80 | General Electric | GE 1.6-100 | 2014 | 43.509 | -81.6581
Ontario | Bluewater Wind Farm | 59.2 | BLU15 | 15 | 37 | 1600 | 100 | 80 | General Electric | GE 1.6-100 | 2014 | 43.5183 | -81.661
Ontario | Bluewater Wind Farm | 59.2 | BLU16 | 16 | 37 | 1600 | 100 | 80 | General Electric | GE 1.6-100 | 2014 | 43.5225 | -81.6624
Ontario | Bluewater Wind Farm | 59.2 | BLU17 | 17 | 37 | 1600 | 100 | 80 | General Electric | GE 1.6-100 | 2014 | 43.5294 | -81.662
Ontario | Bluewater Wind Farm | 59.2 | BLU18 | 18 | 37 | 1600 | 100 | 80 | General Electric | GE 1.6-100 | 2014 | 43.538 | -81.666
Ontario | Bluewater Wind Farm | 59.2 | BLU19 | 19 | 37 | 1600 | 100 | 80 | General Electric | GE 1.6-100 | 2014 | 43.5358 | -81.6408
Ontario | Bluewater Wind Farm | 59.2 | BLU20 | 20 | 37 | 1600 | 100 | 80 | General Electric | GE 1.6-100 | 2014 | 43.5221 | -81.6297
Ontario | Bluewater Wind Farm | 59.2 | BLU21 | 21 | 37 | 1600 | 100 | 80 | General Electric | GE 1.6-100 | 2014 | 43.522 | -81.6097
Ontario | Bluewater Wind Farm | 59.2 | BLU22 | 22 | 37 | 1600 | 100 | 80 | General Electric | GE 1.6-100 | 2014 | 43.5224 | -81.6041
Ontario | Bluewater Wind Farm | 59.2 | BLU23 | 23 | 37 | 1600 | 100 | 80 | General Electric | GE 1.6-100 | 2014 | 43.5177 | -81.6291
Ontario | Bluewater Wind Farm | 59.2 | BLU24 | 24 | 37 | 1600 | 100 | 80 | General Electric | GE 1.6-100 | 2014 | 43.5123 | -81.6271
Ontario | Bluewater Wind Farm | 59.2 | BLU25 | 25 | 37 | 1600 | 100 | 80 | General Electric | GE 1.6-100 | 2014 | 43.5042 | -81.6261
Ontario | Bluewater Wind Farm | 59.2 | BLU26 | 26 | 37 | 1600 | 100 | 80 | General Electric | GE 1.6-100 | 2014 | 43.5073 | -81.6072
Ontario | Bluewater Wind Farm | 59.2 | BLU27 | 27 | 37 | 1600 | 100 | 80 | General Electric | GE 1.6-100 | 2014 | 43.497 | -81.6312
Ontario | Bluewater Wind Farm | 59.2 | BLU28 | 28 | 37 | 1600 | 100 | 80 | General Electric | GE 1.6-100 | 2014 | 43.484 | -81.6287
Ontario | Bluewater Wind Farm | 59.2 | BLU29 | 29 | 37 | 1600 | 100 | 80 | General Electric | GE 1.6-100 | 2014 | 43.4788 | -81.6271
Ontario | Bluewater Wind Farm | 59.2 | BLU30 | 30 | 37 | 1600 | 100 | 80 | General Electric | GE 1.6-100 | 2014 | 43.4753 | -81.6257
Ontario | Bluewater Wind Farm | 59.2 | BLU31 | 31 | 37 | 1600 | 100 | 80 | General Electric | GE 1.6-100 | 2014 | 43.4758 | -81.618
Ontario | Bluewater Wind Farm | 59.2 | BLU32 | 32 | 37 | 1600 | 100 | 80 | General Electric | GE 1.6-100 | 2014 | 43.4923 | -81.598
Ontario | Bluewater Wind Farm | 59.2 | BLU33 | 33 | 37 | 1600 | 100 | 80 | General Electric | GE 1.6-100 | 2014 | 43.4896 | -81.5966
Ontario | Bluewater Wind Farm | 59.2 | BLU34 | 34 | 37 | 1600 | 100 | 80 | General Electric | GE 1.6-100 | 2014 | 43.4914 | -81.5776
Ontario | Bluewater Wind Farm | 59.2 | BLU35 | 35 | 37 | 1600 | 100 | 80 | General Electric | GE 1.6-100 | 2014 | 43.4689 | -81.617
Ontario | Bluewater Wind Farm | 59.2 | BLU36 | 36 | 37 | 1600 | 100 | 80 | General Electric | GE 1.6-100 | 2014 | 43.4651 | -81.6176
Ontario | Bluewater Wind Farm | 59.2 | BLU37 | 37 | 37 | 1600 | 100 | 80 | General Electric | GE 1.6-100 | 2014 | 43.4487 | -81.611
Ontario | Bornish Wind Energy Centre | 72.9 | BOR1 | 1 | 45 | 1620 | 100 | 80 | General Electric | GE 1.6-100 | 2014 | 43.138 | -81.7381 | Turbines uprated from 1.6 MW
Ontario | Bornish Wind Energy Centre | 72.9 | BOR2 | 2 | 45 | 1620 | 100 | 80 | General Electric | GE 1.6-100 | 2014 | 43.1322 | -81.7041 | Turbines uprated from 1.6 MW
Ontario | Bornish Wind Energy Centre | 72.9 | BOR3 | 3 | 45 | 1620 | 100 | 80 | General Electric | GE 1.6-100 | 2014 | 43.1284 | -81.7022 | Turbines uprated from 1.6 MW
Ontario | Bornish Wind Energy Centre | 72.9 | BOR4 | 4 | 45 | 1620 | 100 | 80 | General Electric | GE 1.6-100 | 2014 | 43.1265 | -81.697 | Turbines uprated from 1.6 MW
Ontario | Bornish Wind Energy Centre | 72.9 | BOR5 | 5 | 45 | 1620 | 100 | 80 | General Electric | GE 1.6-100 | 2014 | 43.1244 | -81.6926 | Turbines uprated from 1.6 MW
Ontario | Bornish Wind Energy Centre | 72.9 | BOR6 | 6 | 45 | 1620 | 100 | 80 | General Electric | GE 1.6-100 | 2014 | 43.1245 | -81.6867 | Turbines uprated from 1.6 MW
Ontario | Bornish Wind Energy Centre | 72.9 | BOR7 | 7 | 45 | 1620 | 100 | 80 | General Electric | GE 1.6-100 | 2014 | 43.1262 | -81.6783 | Turbines uprated from 1.6 MW
Ontario | Bornish Wind Energy Centre | 72.9 | BOR8 | 8 | 45 | 1620 | 100 | 80 | General Electric | GE 1.6-100 | 2014 | 43.1213 | -81.6628 | Turbines uprated from 1.6 MW
Ontario | Bornish Wind Energy Centre | 72.9 | BOR9 | 9 | 45 | 1620 | 100 | 80 | General Electric | GE 1.6-100 | 2014 | 43.1193 | -81.6495 | Turbines uprated from 1.6 MW
Ontario | Bornish Wind Energy Centre | 72.9 | BOR10 | 10 | 45 | 1620 | 100 | 80 | General Electric | GE 1.6-100 | 2014 | 43.1037 | -81.6367 | Turbines uprated from 1.6 MW
Ontario | Bornish Wind Energy Centre | 72.9 | BOR11 | 11 | 45 | 1620 | 100 | 80 | General Electric | GE 1.6-100 | 2014 | 43.1045 | -81.6419 | Turbines uprated from 1.6 MW
Ontario | Bornish Wind Energy Centre | 72.9 | BOR12 | 12 | 45 | 1620 | 100 | 80 | General Electric | GE 1.6-100 | 2014 | 43.106 | -81.6454 | Turbines uprated from 1.6 MW
Ontario | Bornish Wind Energy Centre | 72.9 | BOR13 | 13 | 45 | 1620 | 100 | 80 | General Electric | GE 1.6-100 | 2014 | 43.1069 | -81.6652 | Turbines uprated from 1.6 MW
Ontario | Bornish Wind Energy Centre | 72.9 | BOR14 | 14 | 45 | 1620 | 100 | 80 | General Electric | GE 1.6-100 | 2014 | 43.1099 | -81.6897 | Turbines uprated from 1.6 MW
Ontario | Bornish Wind Energy Centre | 72.9 | BOR15 | 15 | 45 | 1620 | 100 | 80 | General Electric | GE 1.6-100 | 2014 | 43.1127 | -81.692 | Turbines uprated from 1.6 MW
Ontario | Bornish Wind Energy Centre | 72.9 | BOR16 | 16 | 45 | 1620 | 100 | 80 | General Electric | GE 1.6-100 | 2014 | 43.1112 | -81.6976 | Turbines uprated from 1.6 MW
Ontario | Bornish Wind Energy Centre | 72.9 | BOR17 | 17 | 45 | 1620 | 100 | 80 | General Electric | GE 1.6-100 | 2014 | 43.1118 | -81.7029 | Turbines uprated from 1.6 MW
Ontario | Bornish Wind Energy Centre | 72.9 | BOR18 | 18 | 45 | 1620 | 100 | 80 | General Electric | GE 1.6-100 | 2014 | 43.1127 | -81.7096 | Turbines uprated from 1.6 MW
Ontario | Bornish Wind Energy Centre | 72.9 | BOR19 | 19 | 45 | 1620 | 100 | 80 | General Electric | GE 1.6-100 | 2014 | 43.1206 | -81.7283 | Turbines uprated from 1.6 MW
Ontario | Bornish Wind Energy Centre | 72.9 | BOR20 | 20 | 45 | 1620 | 100 | 80 | General Electric | GE 1.6-100 | 2014 | 43.1187 | -81.737 | Turbines uprated from 1.6 MW
Ontario | Bornish Wind Energy Centre | 72.9 | BOR21 | 21 | 45 | 1620 | 100 | 80 | General Electric | GE 1.6-100 | 2014 | 43.1211 | -81.7401 | Turbines uprated from 1.6 MW
Ontario | Bornish Wind Energy Centre | 72.9 | BOR22 | 22 | 45 | 1620 | 100 | 80 | General Electric | GE 1.6-100 | 2014 | 43.1201 | -81.7458 | Turbines uprated from 1.6 MW
Ontario | Bornish Wind Energy Centre | 72.9 | BOR23 | 23 | 45 | 1620 | 100 | 80 | General Electric | GE 1.6-100 | 2014 | 43.1199 | -81.7508 | Turbines uprated from 1.6 MW
Ontario | Bornish Wind Energy Centre | 72.9 | BOR24 | 24 | 45 | 1620 | 100 | 80 | General Electric | GE 1.6-100 | 2014 | 43.1213 | -81.7541 | Turbines uprated from 1.6 MW
Ontario | Bornish Wind Energy Centre | 72.9 | BOR25 | 25 | 45 | 1620 | 100 | 80 | General Electric | GE 1.6-100 | 2014 | 43.1225 | -81.7586 | Turbines uprated from 1.6 MW
Ontario | Bornish Wind Energy Centre | 72.9 | BOR26 | 26 | 45 | 1620 | 100 | 80 | General Electric | GE 1.6-100 | 2014 | 43.1104 | -81.7609 | Turbines uprated from 1.6 MW
Ontario | Bornish Wind Energy Centre | 72.9 | BOR27 | 27 | 45 | 1620 | 100 | 80 | General Electric | GE 1.6-100 | 2014 | 43.1046 | -81.7634 | Turbines uprated from 1.6 MW
Ontario | Bornish Wind Energy Centre | 72.9 | BOR28 | 28 | 45 | 1620 | 100 | 80 | General Electric | GE 1.6-100 | 2014 | 43.1089 | -81.7571 | Turbines uprated from 1.6 MW
Ontario | Bornish Wind Energy Centre | 72.9 | BOR29 | 29 | 45 | 1620 | 100 | 80 | General Electric | GE 1.6-100 | 2014 | 43.1075 | -81.75 | Turbines uprated from 1.6 MW
Ontario | Bornish Wind Energy Centre | 72.9 | BOR30 | 30 | 45 | 1620 | 100 | 80 | General Electric | GE 1.6-100 | 2014 | 43.1068 | -81.7447 | Turbines uprated from 1.6 MW
Ontario | Bornish Wind Energy Centre | 72.9 | BOR31 | 31 | 45 | 1620 | 100 | 80 | General Electric | GE 1.6-100 | 2014 | 43.1061 | -81.7405 | Turbines uprated from 1.6 MW
Ontario | Bornish Wind Energy Centre | 72.9 | BOR32 | 32 | 45 | 1620 | 100 | 80 | General Electric | GE 1.6-100 | 2014 | 43.1061 | -81.7363 | Turbines uprated from 1.6 MW
Ontario | Bornish Wind Energy Centre | 72.9 | BOR33 | 33 | 45 | 1620 | 100 | 80 | General Electric | GE 1.6-100 | 2014 | 43.1024 | -81.7399 | Turbines uprated from 1.6 MW
Ontario | Bornish Wind Energy Centre | 72.9 | BOR34 | 34 | 45 | 1620 | 100 | 80 | General Electric | GE 1.6-100 | 2014 | 43.1017 | -81.7312 | Turbines uprated from 1.6 MW
Ontario | Bornish Wind Energy Centre | 72.9 | BOR35 | 35 | 45 | 1620 | 100 | 80 | General Electric | GE 1.6-100 | 2014 | 43.1014 | -81.7126 | Turbines uprated from 1.6 MW
Ontario | Bornish Wind Energy Centre | 72.9 | BOR36 | 36 | 45 | 1620 | 100 | 80 | General Electric | GE 1.6-100 | 2014 | 43.1012 | -81.7088 | Turbines uprated from 1.6 MW
Ontario | Bornish Wind Energy Centre | 72.9 | BOR37 | 37 | 45 | 1620 | 100 | 80 | General Electric | GE 1.6-100 | 2014 | 43.1002 | -81.7049 | Turbines uprated from 1.6 MW
Ontario | Bornish Wind Energy Centre | 72.9 | BOR38 | 38 | 45 | 1620 | 100 | 80 | General Electric | GE 1.6-100 | 2014 | 43.0965 | -81.7104 | Turbines uprated from 1.6 MW
Ontario | Bornish Wind Energy Centre | 72.9 | BOR39 | 39 | 45 | 1620 | 100 | 80 | General Electric | GE 1.6-100 | 2014 | 43.0975 | -81.7018 | Turbines uprated from 1.6 MW
Ontario | Bornish Wind Energy Centre | 72.9 | BOR40 | 40 | 45 | 1620 | 100 | 80 | General Electric | GE 1.6-100 | 2014 | 43.1005 | -81.6959 | Turbines uprated from 1.6 MW
Ontario | Bornish Wind Energy Centre | 72.9 | BOR41 | 41 | 45 | 1620 | 100 | 80 | General Electric | GE 1.6-100 | 2014 | 43.0956 | -81.6982 | Turbines uprated from 1.6 MW
Ontario | Bornish Wind Energy Centre | 72.9 | BOR42 | 42 | 45 | 1620 | 100 | 80 | General Electric | GE 1.6-100 | 2014 | 43.0978 | -81.6919 | Turbines uprated from 1.6 MW
Ontario | Bornish Wind Energy Centre | 72.9 | BOR43 | 43 | 45 | 1620 | 100 | 80 | General Electric | GE 1.6-100 | 2014 | 43.0936 | -81.6907 | Turbines uprated from 1.6 MW
Ontario | Bornish Wind Energy Centre | 72.9 | BOR44 | 44 | 45 | 1620 | 100 | 80 | General Electric | GE 1.6-100 | 2014 | 43.0887 | -81.6697 | Turbines uprated from 1.6 MW
Ontario | Bornish Wind Energy Centre | 72.9 | BOR45 | 45 | 45 | 1620 | 100 | 80 | General Electric | GE 1.6-100 | 2014 | 43.0927 | -81.6618 | Turbines uprated from 1.6 MW
Ontario | Bow Lake Wind Project | 58.32 | BOL1 | 1 | 36 | 1620 | 100 | 96 | General Electric | GE 1.6-100 | 2015 | 47.2299 | -84.5643 | Turbines uprated from 1.6 MW
Ontario | Bow Lake Wind Project | 58.32 | BOL2 | 2 | 36 | 1620 | 100 | 96 | General Electric | GE 1.6-100 | 2015 | 47.2271 | -84.5665 | Turbines uprated from 1.6 MW
Ontario | Bow Lake Wind Project | 58.32 | BOL3 | 3 | 36 | 1620 | 100 | 96 | General Electric | GE 1.6-100 | 2015 | 47.224 | -84.5649 | Turbines uprated from 1.6 MW
Ontario | Bow Lake Wind Project | 58.32 | BOL4 | 4 | 36 | 1620 | 100 | 96 | General Electric | GE 1.6-100 | 2015 | 47.2201 | -84.5609 | Turbines uprated from 1.6 MW
Ontario | Bow Lake Wind Project | 58.32 | BOL5 | 5 | 36 | 1620 | 100 | 96 | General Electric | GE 1.6-100 | 2015 | 47.2174 | -84.5658 | Turbines uprated from 1.6 MW
Ontario | Bow Lake Wind Project | 58.32 | BOL6 | 6 | 36 | 1620 | 100 | 96 | General Electric | GE 1.6-100 | 2015 | 47.2135 | -84.5572 | Turbines uprated from 1.6 MW
Ontario | Bow Lake Wind Project | 58.32 | BOL7 | 7 | 36 | 1620 | 100 | 96 | General Electric | GE 1.6-100 | 2015 | 47.2173 | -84.5545 | Turbines uprated from 1.6 MW
Ontario | Bow Lake Wind Project | 58.32 | BOL8 | 8 | 36 | 1620 | 100 | 96 | General Electric | GE 1.6-100 | 2015 | 47.2149 | -84.5493 | Turbines uprated from 1.6 MW
Ontario | Bow Lake Wind Project | 58.32 | BOL9 | 9 | 36 | 1620 | 100 | 96 | General Electric | GE 1.6-100 | 2015 | 47.2222 | -84.5489 | Turbines uprated from 1.6 MW
Ontario | Bow Lake Wind Project | 58.32 | BOL10 | 10 | 36 | 1620 | 100 | 96 | General Electric | GE 1.6-100 | 2015 | 47.2265 | -84.5555 | Turbines uprated from 1.6 MW
Ontario | Bow Lake Wind Project | 58.32 | BOL11 | 11 | 36 | 1620 | 100 | 96 | General Electric | GE 1.6-100 | 2015 | 47.2288 | -84.5504 | Turbines uprated from 1.6 MW
Ontario | Bow Lake Wind Project | 58.32 | BOL12 | 12 | 36 | 1620 | 100 | 96 | General Electric | GE 1.6-100 | 2015 | 47.2316 | -84.5504 | Turbines uprated from 1.6 MW
Ontario | Bow Lake Wind Project | 58.32 | BOL13 | 13 | 36 | 1620 | 100 | 96 | General Electric | GE 1.6-100 | 2015 | 47.2248 | -84.5413 | Turbines uprated from 1.6 MW
Ontario | Bow Lake Wind Project | 58.32 | BOL14 | 14 | 36 | 1620 | 100 | 96 | General Electric | GE 1.6-100 | 2015 | 47.2174 | -84.5349 | Turbines uprated from 1.6 MW
Ontario | Bow Lake Wind Project | 58.32 | BOL15 | 15 | 36 | 1620 | 100 | 96 | General Electric | GE 1.6-100 | 2015 | 47.2217 | -84.5242 | Turbines uprated from 1.6 MW
Ontario | Bow Lake Wind Project | 58.32 | BOL16 | 16 | 36 | 1620 | 100 | 96 | General Electric | GE 1.6-100 | 2015 | 47.2293 | -84.5227 | Turbines uprated from 1.6 MW
Ontario | Bow Lake Wind Project | 58.32 | BOL17 | 17 | 36 | 1620 | 100 | 96 | General Electric | GE 1.6-100 | 2015 | 47.2363 | -84.5186 | Turbines uprated from 1.6 MW
Ontario | Bow Lake Wind Project | 58.32 | BOL18 | 18 | 36 | 1620 | 100 | 96 | General Electric | GE 1.6-100 | 2015 | 47.2329 | -84.5105 | Turbines uprated from 1.6 MW
Ontario | Bow Lake Wind Project | 58.32 | BOL19 | 19 | 36 | 1620 | 100 | 96 | General Electric | GE 1.6-100 | 2015 | 47.2298 | -84.5089 | Turbines uprated from 1.6 MW
Ontario | Bow Lake Wind Project | 58.32 | BOL20 | 20 | 36 | 1620 | 100 | 96 | General Electric | GE 1.6-100 | 2015 | 47.2265 | -84.5023 | Turbines uprated from 1.6 MW
Ontario | Bow Lake Wind Project | 58.32 | BOL21 | 21 | 36 | 1620 | 100 | 96 | General Electric | GE 1.6-100 | 2015 | 47.2311 | -84.498 | Turbines uprated from 1.6 MW
Ontario | Bow Lake Wind Project | 58.32 | BOL22 | 22 | 36 | 1620 | 100 | 96 | General Electric | GE 1.6-100 | 2015 | 47.2238 | -84.496 | Turbines uprated from 1.6 MW
Ontario | Bow Lake Wind Project | 58.32 | BOL23 | 23 | 36 | 1620 | 100 | 96 | General Electric | GE 1.6-100 | 2015 | 47.2242 | -84.4862 | Turbines uprated from 1.6 MW
Ontario | Bow Lake Wind Project | 58.32 | BOL24 | 24 | 36 | 1620 | 100 | 96 | General Electric | GE 1.6-100 | 2015 | 47.2181 | -84.4913 | Turbines uprated from 1.6 MW
Ontario | Bow Lake Wind Project | 58.32 | BOL25 | 25 | 36 | 1620 | 100 | 96 | General Electric | GE 1.6-100 | 2015 | 47.2165 | -84.4981 | Turbines uprated from 1.6 MW
Ontario | Bow Lake Wind Project | 58.32 | BOL26 | 26 | 36 | 1620 | 100 | 96 | General Electric | GE 1.6-100 | 2015 | 47.216 | -84.4855 | Turbines uprated from 1.6 MW
Ontario | Bow Lake Wind Project | 58.32 | BOL27 | 27 | 36 | 1620 | 100 | 96 | General Electric | GE 1.6-100 | 2015 | 47.2142 | -84.4934 | Turbines uprated from 1.6 MW
Ontario | Bow Lake Wind Project | 58.32 | BOL28 | 28 | 36 | 1620 | 100 | 96 | General Electric | GE 1.6-100 | 2015 | 47.2106 | -84.4898 | Turbines uprated from 1.6 MW
Ontario | Bow Lake Wind Project | 58.32 | BOL29 | 29 | 36 | 1620 | 100 | 96 | General Electric | GE 1.6-100 | 2015 | 47.1923 | -84.4967 | Turbines uprated from 1.6 MW
Ontario | Bow Lake Wind Project | 58.32 | BOL30 | 30 | 36 | 1620 | 100 | 96 | General Electric | GE 1.6-100 | 2015 | 47.186 | -84.5148 | Turbines uprated from 1.6 MW
Ontario | Bow Lake Wind Project | 58.32 | BOL31 | 31 | 36 | 1620 | 100 | 96 | General Electric | GE 1.6-100 | 2015 | 47.1881 | -84.5112 | Turbines uprated from 1.6 MW
Ontario | Bow Lake Wind Project | 58.32 | BOL32 | 32 | 36 | 1620 | 100 | 96 | General Electric | GE 1.6-100 | 2015 | 47.1903 | -84.5051 | Turbines uprated from 1.6 MW
Ontario | Bow Lake Wind Project | 58.32 | BOL33 | 33 | 36 | 1620 | 100 | 96 | General Electric | GE 1.6-100 | 2015 | 47.1813 | -84.5083 | Turbines uprated from 1.6 MW
Ontario | Bow Lake Wind Project | 58.32 | BOL34 | 34 | 36 | 1620 | 100 | 96 | General Electric | GE 1.6-100 | 2015 | 47.1859 | -84.5049 | Turbines uprated from 1.6 MW
Ontario | Bow Lake Wind Project | 58.32 | BOL35 | 35 | 36 | 1620 | 100 | 96 | General Electric | GE 1.6-100 | 2015 | 47.188 | -84.5007 | Turbines uprated from 1.6 MW
Ontario | Bow Lake Wind Project | 58.32 | BOL36 | 36 | 36 | 1620 | 100 | 96 | General Electric | GE 1.6-100 | 2015 | 47.1821 | -84.5016 | Turbines uprated from 1.6 MW
Ontario | CAW Wind Turbine | 0.8 | CAW1 | 1 | 1 | 800 | 48 | 76 | Enercon | E48-800 | 2012 | 44.4273 | -81.4096 | Operates at 300 kW for noise abatement
Ontario | Cedar Point | 100 | CED1 | 1 | 46 | 2300 | 113 | 99.5 | Siemens | SWT 2.3-113 | 2015 | 43.1682 | -81.9434 | Turbines rated 2.030 MW (2), 2.126 MW (19), and 2.221 MW (25) for a total project capacity of 100 MW
Ontario | Cedar Point | 100 | CED2 | 2 | 46 | 2300 | 113 | 99.5 | Siemens | SWT 2.3-113 | 2015 | 43.1625 | -81.9426 | Turbines rated 2.030 MW (2), 2.126 MW (19), and 2.221 MW (25) for a total project capacity of 100 MW
Ontario | Cedar Point | 100 | CED3 | 3 | 46 | 2300 | 113 | 99.5 | Siemens | SWT 2.3-113 | 2015 | 43.1593 | -81.9489 | Turbines rated 2.030 MW (2), 2.126 MW (19), and 2.221 MW (25) for a total project capacity of 100 MW
Ontario | Cedar Point | 100 | CED4 | 4 | 46 | 2300 | 113 | 99.5 | Siemens | SWT 2.3-113 | 2015 | 43.1536 | -81.944 | Turbines rated 2.030 MW (2), 2.126 MW (19), and 2.221 MW (25) for a total project capacity of 100 MW
Ontario | Cedar Point | 100 | CED5 | 5 | 46 | 2300 | 113 | 99.5 | Siemens | SWT 2.3-113 | 2015 | 43.1506 | -81.9496 | Turbines rated 2.030 MW (2), 2.126 MW (19), and 2.221 MW (25) for a total project capacity of 100 MW
Ontario | Cedar Point | 100 | CED6 | 6 | 46 | 2300 | 113 | 99.5 | Siemens | SWT 2.3-113 | 2015 | 43.1437 | -81.9486 | Turbines rated 2.030 MW (2), 2.126 MW (19), and 2.221 MW (25) for a total project capacity of 100 MW
Ontario | Cedar Point | 100 | CED7 | 7 | 46 | 2300 | 113 | 99.5 | Siemens | SWT 2.3-113 | 2015 | 43.1294 | -81.9483 | Turbines rated 2.030 MW (2), 2.126 MW (19), and 2.221 MW (25) for a total project capacity of 100 MW
Ontario | Cedar Point | 100 | CED8 | 8 | 46 | 2300 | 113 | 99.5 | Siemens | SWT 2.3-113 | 2015 | 43.1246 | -81.9512 | Turbines rated 2.030 MW (2), 2.126 MW (19), and 2.221 MW (25) for a total project capacity of 100 MW
Ontario | Cedar Point | 100 | CED9 | 9 | 46 | 2300 | 113 | 99.5 | Siemens | SWT 2.3-113 | 2015 | 43.152 | -81.9694 | Turbines rated 2.030 MW (2), 2.126 MW (19), and 2.221 MW (25) for a total project capacity of 100 MW
Ontario | Cedar Point | 100 | CED10 | 10 | 46 | 2300 | 113 | 99.5 | Siemens | SWT 2.3-113 | 2015 | 43.1467 | -81.968 | Turbines rated 2.030 MW (2), 2.126 MW (19), and 2.221 MW (25) for a total project capacity of 100 MW
Ontario | Cedar Point | 100 | CED11 | 11 | 46 | 2300 | 113 | 99.5 | Siemens | SWT 2.3-113 | 2015 | 43.1189 | -81.9757 | Turbines rated 2.030 MW (2), 2.126 MW (19), and 2.221 MW (25) for a total project capacity of 100 MW
Ontario | Cedar Point | 100 | CED12 | 12 | 46 | 2300 | 113 | 99.5 | Siemens | SWT 2.3-113 | 2015 | 43.1147 | -81.9691 | Turbines rated 2.030 MW (2), 2.126 MW (19), and 2.221 MW (25) for a total project capacity of 100 MW
Ontario | Cedar Point | 100 | CED13 | 13 | 46 | 2300 | 113 | 99.5 | Siemens | SWT 2.3-113 | 2015 | 43.1112 | -81.977 | Turbines rated 2.030 MW (2), 2.126 MW (19), and 2.221 MW (25) for a total project capacity of 100 MW
Ontario | Cedar Point | 100 | CED14 | 14 | 46 | 2300 | 113 | 99.5 | Siemens | SWT 2.3-113 | 2015 | 43.1052 | -81.9726 | Turbines rated 2.030 MW (2), 2.126 MW (19), and 2.221 MW (25) for a total project capacity of 100 MW
Ontario | Cedar Point | 100 | CED15 | 15 | 46 | 2300 | 113 | 99.5 | Siemens | SWT 2.3-113 | 2015 | 43.084 | -81.9764 | Turbines rated 2.030 MW (2), 2.126 MW (19), and 2.221 MW (25) for a total project capacity of 100 MW
Ontario | Cedar Point | 100 | CED16 | 16 | 46 | 2300 | 113 | 99.5 | Siemens | SWT 2.3-113 | 2015 | 43.0869 | -81.9642 | Turbines rated 2.030 MW (2), 2.126 MW (19), and 2.221 MW (25) for a total project capacity of 100 MW
Ontario | Cedar Point | 100 | CED17 | 17 | 46 | 2300 | 113 | 99.5 | Siemens | SWT 2.3-113 | 2015 | 43.1447 | -81.9945 | Turbines rated 2.030 MW (2), 2.126 MW (19), and 2.221 MW (25) for a total project capacity of 100 MW
Ontario | Cedar Point | 100 | CED18 | 18 | 46 | 2300 | 113 | 99.5 | Siemens | SWT 2.3-113 | 2015 | 43.1372 | -81.9931 | Turbines rated 2.030 MW (2), 2.126 MW (19), and 2.221 MW (25) for a total project capacity of 100 MW
Ontario | Cedar Point | 100 | CED19 | 19 | 46 | 2300 | 113 | 99.5 | Siemens | SWT 2.3-113 | 2015 | 43.132 | -81.9955 | Turbines rated 2.030 MW (2), 2.126 MW (19), and 2.221 MW (25) for a total project capacity of 100 MW
Ontario | Cedar Point | 100 | CED20 | 20 | 46 | 2300 | 113 | 99.5 | Siemens | SWT 2.3-113 | 2015 | 43.1246 | -81.9939 | Turbines rated 2.030 MW (2), 2.126 MW (19), and 2.221 MW (25) for a total project capacity of 100 MW
Ontario | Cedar Point | 100 | CED21 | 21 | 46 | 2300 | 113 | 99.5 | Siemens | SWT 2.3-113 | 2015 | 43.1188 | -82.0019 | Turbines rated 2.030 MW (2), 2.126 MW (19), and 2.221 MW (25) for a total project capacity of 100 MW
Ontario | Cedar Point | 100 | CED22 | 22 | 46 | 2300 | 113 | 99.5 | Siemens | SWT 2.3-113 | 2015 | 43.1313 | -82.0308 | Turbines rated 2.030 MW (2), 2.126 MW (19), and 2.221 MW (25) for a total project capacity of 100 MW
Ontario | Cedar Point | 100 | CED23 | 23 | 46 | 2300 | 113 | 99.5 | Siemens | SWT 2.3-113 | 2015 | 43.1337 | -82.024 | Turbines rated 2.030 MW (2), 2.126 MW (19), and 2.221 MW (25) for a total project capacity of 100 MW
Ontario | Cedar Point | 100 | CED24 | 24 | 46 | 2300 | 113 | 99.5 | Siemens | SWT 2.3-113 | 2015 | 43.1296 | -82.0218 | Turbines rated 2.030 MW (2), 2.126 MW (19), and 2.221 MW (25) for a total project capacity of 100 MW
Ontario | Cedar Point | 100 | CED25 | 25 | 46 | 2300 | 113 | 99.5 | Siemens | SWT 2.3-113 | 2015 | 43.1248 | -82.0253 | Turbines rated 2.030 MW (2), 2.126 MW (19), and 2.221 MW (25) for a total project capacity of 100 MW
Ontario | Cedar Point | 100 | CED26 | 26 | 46 | 2300 | 113 | 99.5 | Siemens | SWT 2.3-113 | 2015 | 43.1142 | -82.0295 | Turbines rated 2.030 MW (2), 2.126 MW (19), and 2.221 MW (25) for a total project capacity of 100 MW
Ontario | Cedar Point | 100 | CED27 | 27 | 46 | 2300 | 113 | 99.5 | Siemens | SWT 2.3-113 | 2015 | 43.1101 | -82.064 | Turbines rated 2.030 MW (2), 2.126 MW (19), and 2.221 MW (25) for a total project capacity of 100 MW
Ontario | Cedar Point | 100 | CED28 | 28 | 46 | 2300 | 113 | 99.5 | Siemens | SWT 2.3-113 | 2015 | 43.1116 | -82.0572 | Turbines rated 2.030 MW (2), 2.126 MW (19), and 2.221 MW (25) for a total project capacity of 100 MW
Ontario | Cedar Point | 100 | CED29 | 29 | 46 | 2300 | 113 | 99.5 | Siemens | SWT 2.3-113 | 2015 | 43.1093 | -82.0508 | Turbines rated 2.030 MW (2), 2.126 MW (19), and 2.221 MW (25) for a total project capacity of 100 MW
Ontario | Cedar Point | 100 | CED30 | 30 | 46 | 2300 | 113 | 99.5 | Siemens | SWT 2.3-113 | 2015 | 43.0919 | -82.096 | Turbines rated 2.030 MW (2), 2.126 MW (19), and 2.221 MW (25) for a total project capacity of 100 MW
Ontario | Cedar Point | 100 | CED31 | 31 | 46 | 2300 | 113 | 99.5 | Siemens | SWT 2.3-113 | 2015 | 43.0938 | -82.0785 | Turbines rated 2.030 MW (2), 2.126 MW (19), and 2.221 MW (25) for a total project capacity of 100 MW
Ontario | Cedar Point | 100 | CED32 | 32 | 46 | 2300 | 113 | 99.5 | Siemens | SWT 2.3-113 | 2015 | 43.0911 | -82.0715 | Turbines rated 2.030 MW (2), 2.126 MW (19), and 2.221 MW (25) for a total project capacity of 100 MW
Ontario | Cedar Point | 100 | CED33 | 33 | 46 | 2300 | 113 | 99.5 | Siemens | SWT 2.3-113 | 2015 | 43.0943 | -82.0628 | Turbines rated 2.030 MW (2), 2.126 MW (19), and 2.221 MW (25) for a total project capacity of 100 MW
Ontario | Cedar Point | 100 | CED34 | 34 | 46 | 2300 | 113 | 99.5 | Siemens | SWT 2.3-113 | 2015 | 43.0827 | -82.0533 | Turbines rated 2.030 MW (2), 2.126 MW (19), and 2.221 MW (25) for a total project capacity of 100 MW
Ontario | Cedar Point | 100 | CED35 | 35 | 46 | 2300 | 113 | 99.5 | Siemens | SWT 2.3-113 | 2015 | 43.0663 | -82.1289 | Turbines rated 2.030 MW (2), 2.126 MW (19), and 2.221 MW (25) for a total project capacity of 100 MW
Ontario | Cedar Point | 100 | CED36 | 36 | 46 | 2300 | 113 | 99.5 | Siemens | SWT 2.3-113 | 2015 | 43.0611 | -82.1251 | Turbines rated 2.030 MW (2), 2.126 MW (19), and 2.221 MW (25) for a total project capacity of 100 MW
Ontario | Cedar Point | 100 | CED37 | 37 | 46 | 2300 | 113 | 99.5 | Siemens | SWT 2.3-113 | 2015 | 43.0715 | -82.1079 | Turbines rated 2.030 MW (2), 2.126 MW (19), and 2.221 MW (25) for a total project capacity of 100 MW
Ontario | Cedar Point | 100 | CED38 | 38 | 46 | 2300 | 113 | 99.5 | Siemens | SWT 2.3-113 | 2015 | 43.0706 | -82.0988 | Turbines rated 2.030 MW (2), 2.126 MW (19), and 2.221 MW (25) for a total project capacity of 100 MW
Ontario | Cedar Point | 100 | CED39 | 39 | 46 | 2300 | 113 | 99.5 | Siemens | SWT 2.3-113 | 2015 | 43.0639 | -82.0946 | Turbines rated 2.030 MW (2), 2.126 MW (19), and 2.221 MW (25) for a total project capacity of 100 MW
Ontario | Cedar Point | 100 | CED40 | 40 | 46 | 2300 | 113 | 99.5 | Siemens | SWT 2.3-113 | 2015 | 43.0601 | -82.0739 | Turbines rated 2.030 MW (2), 2.126 MW (19), and 2.221 MW (25) for a total project capacity of 100 MW
Ontario | Cedar Point | 100 | CED41 | 41 | 46 | 2300 | 113 | 99.5 | Siemens | SWT 2.3-113 | 2015 | 43.0671 | -82.0674 | Turbines rated 2.030 MW (2), 2.126 MW (19), and 2.221 MW (25) for a total project capacity of 100 MW
Ontario | Cedar Point | 100 | CED42 | 42 | 46 | 2300 | 113 | 99.5 | Siemens | SWT 2.3-113 | 2015 | 43.0631 | -82.0646 | Turbines rated 2.030 MW (2), 2.126 MW (19), and 2.221 MW (25) for a total project capacity of 100 MW
Ontario | Cedar Point | 100 | CED43 | 43 | 46 | 2300 | 113 | 99.5 | Siemens | SWT 2.3-113 | 2015 | 43.0591 | -82.0604 | Turbines rated 2.030 MW (2), 2.126 MW (19), and 2.221 MW (25) for a total project capacity of 100 MW
Ontario | Cedar Point | 100 | CED44 | 44 | 46 | 2300 | 113 | 99.5 | Siemens | SWT 2.3-113 | 2015 | 43.0457 | -82.0554 | Turbines rated 2.030 MW (2), 2.126 MW (19), and 2.221 MW (25) for a total project capacity of 100 MW
Ontario | Cedar Point | 100 | CED45 | 45 | 46 | 2300 | 113 | 99.5 | Siemens | SWT 2.3-113 | 2015 | 43.0449 | -82.0618 | Turbines rated 2.030 MW (2), 2.126 MW (19), and 2.221 MW (25) for a total project capacity of 100 MW
Ontario | Cedar Point | 100 | CED46 | 46 | 46 | 2300 | 113 | 99.5 | Siemens | SWT 2.3-113 | 2015 | 43.1201 | -82.0201 | Turbines rated 2.030 MW (2), 2.126 MW (19), and 2.221 MW (25) for a total project capacity of 100 MW
Ontario | Chatham | 101.2 | CHA1 | 1 | 44 | 2300 | 101 | 80 | Siemens | SWT 2.3-101 | 2011 | 42.255 | -82.311 | 4 of the turbines have 93 ft rotor diameter. Not known which turbines have the smaller rotor
Ontario | Chatham | 101.2 | CHA2 | 2 | 44 | 2300 | 101 | 80 | Siemens | SWT 2.3-101 | 2011 | 42.2379 | -82.3107 | 4 of the turbines have 93 ft rotor diameter. Not known which turbines have the smaller rotor
Ontario | Chatham | 101.2 | CHA3 | 3 | 44 | 2300 | 101 | 80 | Siemens | SWT 2.3-101 | 2011 | 42.2336 | -82.3179 | 4 of the turbines have 93 ft rotor diameter. Not known which turbines have the smaller rotor
Ontario | Chatham | 101.2 | CHA4 | 4 | 44 | 2300 | 101 | 80 | Siemens | SWT 2.3-101 | 2011 | 42.23 | -82.3139 | 4 of the turbines have 93 ft rotor diameter. Not known which turbines have the smaller rotor
Ontario | Chatham | 101.2 | CHA5 | 5 | 44 | 2300 | 101 | 80 | Siemens | SWT 2.3-101 | 2011 | 42.2281 | -82.3187 | 4 of the turbines have 93 ft rotor diameter. Not known which turbines have the smaller rotor
Ontario | Chatham | 101.2 | CHA6 | 6 | 44 | 2300 | 101 | 80 | Siemens | SWT 2.3-101 | 2011 | 42.2271 | -82.3254 | 4 of the turbines have 93 ft rotor diameter. Not known which turbines have the smaller rotor
Ontario | Chatham | 101.2 | CHA7 | 7 | 44 | 2300 | 101 | 80 | Siemens | SWT 2.3-101 | 2011 | 42.2321 | -82.3338 | 4 of the turbines have 93 ft rotor diameter. Not known which turbines have the smaller rotor
Ontario | Chatham | 101.2 | CHA8 | 8 | 44 | 2300 | 101 | 80 | Siemens | SWT 2.3-101 | 2011 | 42.2362 | -82.3346 | 4 of the turbines have 93 ft rotor diameter. Not known which turbines have the smaller rotor
Ontario | Chatham | 101.2 | CHA9 | 9 | 44 | 2300 | 101 | 80 | Siemens | SWT 2.3-101 | 2011 | 42.2269 | -82.3552 | 4 of the turbines have 93 ft rotor diameter. Not known which turbines have the smaller rotor
Ontario | Chatham | 101.2 | CHA10 | 10 | 44 | 2300 | 101 | 80 | Siemens | SWT 2.3-101 | 2011 | 42.2347 | -82.3569 | 4 of the turbines have 93 ft rotor diameter. Not known which turbines have the smaller rotor
Ontario | Chatham | 101.2 | CHA11 | 11 | 44 | 2300 | 101 | 80 | Siemens | SWT 2.3-101 | 2011 | 42.2122 | -82.3606 | 4 of the turbines have 93 ft rotor diameter. Not known which turbines have the smaller rotor
Ontario | Chatham | 101.2 | CHA12 | 12 | 44 | 2300 | 101 | 80 | Siemens | SWT 2.3-101 | 2011 | 42.2099 | -82.3574 | 4 of the turbines have 93 ft rotor diameter. Not known which turbines have the smaller rotor
Ontario | Chatham | 101.2 | CHA13 | 13 | 44 | 2300 | 101 | 80 | Siemens | SWT 2.3-101 | 2011 | 42.2043 | -82.3548 | 4 of the turbines have 93 ft rotor diameter. Not known which turbines have the smaller rotor
Ontario | Chatham | 101.2 | CHA14 | 14 | 44 | 2300 | 101 | 80 | Siemens | SWT 2.3-101 | 2011 | 42.2012 | -82.3519 | 4 of the turbines have 93 ft rotor diameter. Not known which turbines have the smaller rotor
Ontario | Chatham | 101.2 | CHA15 | 15 | 44 | 2300 | 101 | 80 | Siemens | SWT 2.3-101 | 2011 | 42.1969 | -82.344 | 4 of the turbines have 93 ft rotor diameter. Not known which turbines have the smaller rotor
Ontario | Chatham | 101.2 | CHA16 | 16 | 44 | 2300 | 101 | 80 | Siemens | SWT 2.3-101 | 2011 | 42.1941 | -82.3407 | 4 of the turbines have 93 ft rotor diameter. Not known which turbines have the smaller rotor
Ontario | Chatham | 101.2 | CHA17 | 17 | 44 | 2300 | 101 | 80 | Siemens | SWT 2.3-101 | 2011 | 42.2094 | -82.3262 | 4 of the turbines have 93 ft rotor diameter. Not known which turbines have the smaller rotor
Ontario | Chatham | 101.2 | CHA18 | 18 | 44 | 2300 | 101 | 80 | Siemens | SWT 2.3-101 | 2011 | 42.2066 | -82.3228 | 4 of the turbines have 93 ft rotor diameter. Not known which turbines have the smaller rotor
Ontario | Chatham | 101.2 | CHA19 | 19 | 44 | 2300 | 101 | 80 | Siemens | SWT 2.3-101 | 2011 | 42.2039 | -82.3211 | 4 of the turbines have 93 ft rotor diameter. Not known which turbines have the smaller rotor
Ontario | Chatham | 101.2 | CHA20 | 20 | 44 | 2300 | 101 | 80 | Siemens | SWT 2.3-101 | 2011 | 42.2115 | -82.2973 | 4 of the turbines have 93 ft rotor diameter. Not known which turbines have the smaller rotor
Ontario | Chatham | 101.2 | CHA21 | 21 | 44 | 2300 | 101 | 80 | Siemens | SWT 2.3-101 | 2011 | 42.227 | -82.2956 | 4 of the turbines have 93 ft rotor diameter. Not known which turbines have the smaller rotor
Ontario | Chatham | 101.2 | CHA22 | 22 | 44 | 2300 | 101 | 80 | Siemens | SWT 2.3-101 | 2011 | 42.2221 | -82.2772 | 4 of the turbines have 93 ft rotor diameter. Not known which turbines have the smaller rotor
Ontario | Chatham | 101.2 | CHA23 | 23 | 44 | 2300 | 101 | 80 | Siemens | SWT 2.3-101 | 2011 | 42.2184 | -82.252 | 4 of the turbines have 93 ft rotor diameter. Not known which turbines have the smaller rotor
Ontario | Chatham | 101.2 | CHA24 | 24 | 44 | 2300 | 101 | 80 | Siemens | SWT 2.3-101 | 2011 | 42.1932 | -82.249 | 4 of the turbines have 93 ft rotor diameter. Not known which turbines have the smaller rotor
Ontario | Chatham | 101.2 | CHA25 | 25 | 44 | 2300 | 101 | 80 | Siemens | SWT 2.3-101 | 2011 | 42.1907 | -82.2469 | 4 of the turbines have 93 ft rotor diameter. Not known which turbines have the smaller rotor
Ontario | Chatham | 101.2 | CHA26 | 26 | 44 | 2300 | 101 | 80 | Siemens | SWT 2.3-101 | 2011 | 42.1718 | -82.3129 | 4 of the turbines have 93 ft rotor diameter. Not known which turbines have the smaller rotor
Ontario | Chatham | 101.2 | CHA27 | 27 | 44 | 2300 | 101 | 80 | Siemens | SWT 2.3-101 | 2011 | 42.1696 | -82.31 | 4 of the turbines have 93 ft rotor diameter. Not known which turbines have the smaller rotor
Ontario | Chatham | 101.2 | CHA28 | 28 | 44 | 2300 | 101 | 80 | Siemens | SWT 2.3-101 | 2011 | 42.152 | -82.3451 | 4 of the turbines have 93 ft rotor diameter. Not known which turbines have the smaller rotor
Ontario | Chatham | 101.2 | CHA29 | 29 | 44 | 2300 | 101 | 80 | Siemens | SWT 2.3-101 | 2011 | 42.1542 | -82.348 | 4 of the turbines have 93 ft rotor diameter. Not known which turbines have the smaller rotor
Ontario | Chatham | 101.2 | CHA30 | 30 | 44 | 2300 | 101 | 80 | Siemens | SWT 2.3-101 | 2011 | 42.1582 | -82.3567 | 4 of the turbines have 93 ft rotor diameter. Not known which turbines have the smaller rotor
Ontario | Chatham | 101.2 | CHA31 | 31 | 44 | 2300 | 101 | 80 | Siemens | SWT 2.3-101 | 2011 | 42.1542 | -82.3677 | 4 of the turbines have 93 ft rotor diameter. Not known which turbines have the smaller rotor
Ontario | Chatham | 101.2 | CHA32 | 32 | 44 | 2300 | 101 | 80 | Siemens | SWT 2.3-101 | 2011 | 42.1569 | -82.3711 | 4 of the turbines have 93 ft rotor diameter. Not known which turbines have the smaller rotor
Ontario | Chatham | 101.2 | CHA33 | 33 | 44 | 2300 | 101 | 80 | Siemens | SWT 2.3-101 | 2011 | 42.1621 | -82.3635 | 4 of the turbines have 93 ft rotor diameter. Not known which turbines have the smaller rotor
Ontario | Chatham | 101.2 | CHA34 | 34 | 44 | 2300 | 101 | 80 | Siemens | SWT 2.3-101 | 2011 | 42.1594 | -82.3943 | 4 of the turbines have 93 ft rotor diameter. Not known which turbines have the smaller rotor
Ontario | Chatham | 101.2 | CHA35 | 35 | 44 | 2300 | 101 | 80 | Siemens | SWT 2.3-101 | 2011 | 42.1718 | -82.4023 | 4 of the turbines have 93 ft rotor diameter. Not known which turbines have the smaller rotor
Ontario | Chatham | 101.2 | CHA36 | 36 | 44 | 2300 | 101 | 80 | Siemens | SWT 2.3-101 | 2011 | 42.1783 | -82.4175 | 4 of the turbines have 93 ft rotor diameter. Not known which turbines have the smaller rotor
Ontario | Chatham | 101.2 | CHA37 | 37 | 44 | 2300 | 101 | 80 | Siemens | SWT 2.3-101 | 2011 | 42.1812 | -82.4211 | 4 of the turbines have 93 ft rotor diameter. Not known which turbines have the smaller rotor
Ontario | Chatham | 101.2 | CHA38 | 38 | 44 | 2300 | 101 | 80 | Siemens | SWT 2.3-101 | 2011 | 42.1875 | -82.4287 | 4 of the turbines have 93 ft rotor diameter. Not known which turbines have the smaller rotor
Ontario | Chatham | 101.2 | CHA39 | 39 | 44 | 2300 | 101 | 80 | Siemens | SWT 2.3-101 | 2011 | 42.185 | -82.3962 | 4 of the turbines have 93 ft rotor diameter. Not known which turbines have the smaller rotor
Ontario | Chatham | 101.2 | CHA40 | 40 | 44 | 2300 | 101 | 80 | Siemens | SWT 2.3-101 | 2011 | 42.2075 | -82.4183 | 4 of the turbines have 93 ft rotor diameter. Not known which turbines have the smaller rotor
Ontario | Chatham | 101.2 | CHA41 | 41 | 44 | 2300 | 101 | 80 | Siemens | SWT 2.3-101 | 2011 | 42.2025 | -82.4025 | 4 of the turbines have 93 ft rotor diameter. Not known which turbines have the smaller rotor
Ontario | Chatham | 101.2 | CHA42 | 42 | 44 | 2300 | 101 | 80 | Siemens | SWT 2.3-101 | 2011 | 42.222 | -82.397 | 4 of the turbines have 93 ft rotor diameter. Not known which turbines have the smaller rotor
Ontario | Chatham | 101.2 | CHA43 | 43 | 44 | 2300 | 101 | 80 | Siemens | SWT 2.3-101 | 2011 | 42.1816 | -82.3472 | 4 of the turbines have 93 ft rotor diameter. Not known which turbines have the smaller rotor
Ontario | Chatham | 101.2 | CHA44 | 44 | 44 | 2300 | 101 | 80 | Siemens | SWT 2.3-101 | 2011 | 42.2013 | -82.3184 | 4 of the turbines have 93 ft rotor diameter. Not known which turbines have the smaller rotor
Ontario | Clear Creek | 9.9 | CCF1 | 1 | 6 | 1650 | 82 | 80 | Vestas | V82-1.65 | 2008 | 42.6006 | -80.6053
Ontario | Clear Creek | 9.9 | CCF2 | 2 | 6 | 1650 | 82 | 80 | Vestas | V82-1.65 | 2008 | 42.5979 | -80.6054
Ontario | Clear Creek | 9.9 | CCF3 | 3 | 6 | 1650 | 82 | 80 | Vestas | V82-1.65 | 2008 | 42.5924 | -80.6056
Ontario | Clear Creek | 9.9 | CCF4 | 4 | 6 | 1650 | 82 | 80 | Vestas | V82-1.65 | 2008 | 42.5958 | -80.6018
Ontario | Clear Creek | 9.9 | CCF5 | 5 | 6 | 1650 | 82 | 80 | Vestas | V82-1.65 | 2008 | 42.5908 | -80.5925
Ontario | Clear Creek | 9.9 | CCF6 | 6 | 6 | 1650 | 82 | 80 | Vestas | V82-1.65 | 2008 | 42.5865 | -80.5967
Ontario | Comber Wind Farm | 165.6 | COM1 | 1 | 72 | 2300 | 101 | 80 | Siemens | SWT 2.3-101 | 2011 | 42.2283 | -82.7014
Ontario | Comber Wind Farm | 165.6 | COM2 | 2 | 72 | 2300 | 101 | 80 | Siemens | SWT 2.3-101 | 2011 | 42.2254 | -82.6994
Ontario | Comber Wind Farm | 165.6 | COM3 | 3 | 72 | 2300 | 101 | 80 | Siemens | SWT 2.3-101 | 2011 | 42.2331 | -82.6782
Ontario | Comber Wind Farm | 165.6 | COM4 | 4 | 72 | 2300 | 101 | 80 | Siemens | SWT 2.3-101 | 2011 | 42.2306 | -82.662
Ontario | Comber Wind Farm | 165.6 | COM5 | 5 | 72 | 2300 | 101 | 80 | Siemens | SWT 2.3-101 | 2011 | 42.2303 | -82.6549
Ontario | Comber Wind Farm | 165.6 | COM6 | 6 | 72 | 2300 | 101 | 80 | Siemens | SWT 2.3-101 | 2011 | 42.2181 | -82.6798
Ontario | Comber Wind Farm | 165.6 | COM7 | 7 | 72 | 2300 | 101 | 80 | Siemens | SWT 2.3-101 | 2011 | 42.2181 | -82.6718
Ontario | Comber Wind Farm | 165.6 | COM8 | 8 | 72 | 2300 | 101 | 80 | Siemens | SWT 2.3-101 | 2011 | 42.2176 | -82.6581
Ontario | Comber Wind Farm | 165.6 | COM9 | 9 | 72 | 2300 | 101 | 80 | Siemens | SWT 2.3-101 | 2011 | 42.2092 | -82.6955
Ontario | Comber Wind Farm | 165.6 | COM10 | 10 | 72 | 2300 | 101 | 80 | Siemens | SWT 2.3-101 | 2011 | 42.1964 | -82.6931
Ontario | Comber Wind Farm | 165.6 | COM11 | 11 | 72 | 2300 | 101 | 80 | Siemens | SWT 2.3-101 | 2011 | 42.1836 | -82.71
Ontario | Comber Wind Farm | 165.6 | COM12 | 12 | 72 | 2300 | 101 | 80 | Siemens | SWT 2.3-101 | 2011 | 42.1888 | -82.6952
Ontario | Comber Wind Farm | 165.6 | COM13 | 13 | 72 | 2300 | 101 | 80 | Siemens | SWT 2.3-101 | 2011 | 42.1809 | -82.6944
Ontario | Comber Wind Farm | 165.6 | COM14 | 14 | 72 | 2300 | 101 | 80 | Siemens | SWT 2.3-101 | 2011 | 42.1902 | -82.6765
Ontario | Comber Wind Farm | 165.6 | COM15 | 15 | 72 | 2300 | 101 | 80 | Siemens | SWT 2.3-101 | 2011 | 42.1844 | -82.6775
Ontario | Comber Wind Farm | 165.6 | COM16 | 16 | 72 | 2300 | 101 | 80 | Siemens | SWT 2.3-101 | 2011 | 42.1873 | -82.6623
Ontario | Comber Wind Farm | 165.6 | COM17 | 17 | 72 | 2300 | 101 | 80 | Siemens | SWT 2.3-101 | 2011 | 42.1828 | -82.6625
Ontario | Comber Wind Farm | 165.6 | COM18 | 18 | 72 | 2300 | 101 | 80 | Siemens | SWT 2.3-101 | 2011 | 42.1961 | -82.6454
Ontario | Comber Wind Farm | 165.6 | COM19 | 19 | 72 | 2300 | 101 | 80 | Siemens | SWT 2.3-101 | 2011 | 42.2273 | -82.6032
Ontario | Comber Wind Farm | 165.6 | COM20 | 20 | 72 | 2300 | 101 | 80 | Siemens | SWT 2.3-101 | 2011 | 42.221 | -82.6091
Ontario | Comber Wind Farm | 165.6 | COM21 | 21 | 72 | 2300 | 101 | 80 | Siemens | SWT 2.3-101 | 2011 | 42.2169 | -82.6139
Ontario | Comber Wind Farm | 165.6 | COM22 | 22 | 72 | 2300 | 101 | 80 | Siemens | SWT 2.3-101 | 2011 | 42.2173 | -82.6055
Ontario | Comber Wind Farm | 165.6 | COM23 | 23 | 72 | 2300 | 101 | 80 | Siemens | SWT 2.3-101 | 2011 | 42.2071 | -82.6222
Ontario | Comber Wind Farm | 165.6 | COM24 | 24 | 72 | 2300 | 101 | 80 | Siemens | SWT 2.3-101 | 2011 | 42.1942 | -82.6284
Ontario | Comber Wind Farm | 165.6 | COM25 | 25 | 72 | 2300 | 101 | 80 | Siemens | SWT 2.3-101 | 2011 | 42.1964 | -82.6104
Ontario | Comber Wind Farm | 165.6 | COM26 | 26 | 72 | 2300 | 101 | 80 | Siemens | SWT 2.3-101 | 2011 | 42.1846 | -82.6295
Ontario | Comber Wind Farm | 165.6 | COM27 | 27 | 72 | 2300 | 101 | 80 | Siemens | SWT 2.3-101 | 2011 | 42.1855 | -82.6115
Ontario | Comber Wind Farm | 165.6 | COM28 | 28 | 72 | 2300 | 101 | 80 | Siemens | SWT 2.3-101 | 2011 | 42.1814 | -82.6111
Ontario | Comber Wind Farm | 165.6 | COM29 | 29 | 72 | 2300 | 101 | 80 | Siemens | SWT 2.3-101 | 2011 | 42.2369 | -82.5828
Ontario | Comber Wind Farm | 165.6 | COM30 | 30 | 72 | 2300 | 101 | 80 | Siemens | SWT 2.3-101 | 2011 | 42.2277 | -82.5668
Ontario | Comber Wind Farm | 165.6 | COM31 | 31 | 72 | 2300 | 101 | 80 | Siemens | SWT 2.3-101 | 2011 | 42.21 | -82.5817
Ontario | Comber Wind Farm | 165.6 | COM32 | 32 | 72 | 2300 | 101 | 80 | Siemens | SWT 2.3-101 | 2011 | 42.2132 | -82.5713
Ontario | Comber Wind Farm | 165.6 | COM33 | 33 | 72 | 2300 | 101 | 80 | Siemens | SWT 2.3-101 | 2011 | 42.2 | -82.5756
Ontario | Comber Wind Farm | 165.6 | COM34 | 34 | 72 | 2300 | 101 | 80 | Siemens | SWT 2.3-101 | 2011 | 42.2006 | -82.5641
Ontario | Comber Wind Farm | 165.6 | COM35 | 35 | 72 | 2300 | 101 | 80 | Siemens | SWT 2.3-101 | 2011 | 42.1895 | -82.5937
Ontario | Comber Wind Farm | 165.6 | COM36 | 36 | 72 | 2300 | 101 | 80 | Siemens | SWT 2.3-101 | 2011 | 42.1862 | -82.5745
Ontario | Comber Wind Farm | 165.6 | COM37 | 37 | 72 | 2300 | 101 | 80 | Siemens | SWT 2.3-101 | 2011 | 42.176 | -82.5941
Ontario | Comber Wind Farm | 165.6 | COM38 | 38 | 72 | 2300 | 101 | 80 | Siemens | SWT 2.3-101 | 2011 | 42.1763 | -82.5777
Ontario | Comber Wind Farm | 165.6 | COM39 | 39 | 72 | 2300 | 101 | 80 | Siemens | SWT 2.3-101 | 2011 | 42.1766 | -82.5729
Ontario | Comber Wind Farm | 165.6 | COM40 | 40 | 72 | 2300 | 101 | 80 | Siemens | SWT 2.3-101 | 2011 | 42.1773 | -82.5662
Ontario | Comber Wind Farm | 165.6 | COM41 | 41 | 72 | 2300 | 101 | 80 | Siemens | SWT 2.3-101 | 2011 | 42.2423 | -82.5356
Ontario | Comber Wind Farm | 165.6 | COM42 | 42 | 72 | 2300 | 101 | 80 | Siemens | SWT 2.3-101 | 2011 | 42.2465 | -82.5234
Ontario | Comber Wind Farm | 165.6 | COM43 | 43 | 72 | 2300 | 101 | 80 | Siemens | SWT 2.3-101 | 2011 | 42.2242 | -82.5413
Ontario | Comber Wind Farm | 165.6 | COM44 | 44 | 72 | 2300 | 101 | 80 | Siemens | SWT 2.3-101 | 2011 | 42.2318 | -82.5243
Ontario | Comber Wind Farm | 165.6 | COM45 | 45 | 72 | 2300 | 101 | 80 | Siemens | SWT 2.3-101 | 2011 | 42.2344 | -82.515
Ontario | Comber Wind Farm | 165.6 | COM46 | 46 | 72 | 2300 | 101 | 80 | Siemens | SWT 2.3-101 | 2011 | 42.2103 | -82.536
Ontario | Comber Wind Farm | 165.6 | COM47 | 47 | 72 | 2300 | 101 | 80 | Siemens | SWT 2.3-101 | 2011 | 42.21 | -82.5305
Ontario | Comber Wind Farm | 165.6 | COM48 | 48 | 72 | 2300 | 101 | 80 | Siemens | SWT 2.3-101 | 2011 | 42.2113 | -82.5229
Ontario | Comber Wind Farm | 165.6 | COM49 | 49 | 72 | 2300 | 101 | 80 | Siemens | SWT 2.3-101 | 2011 | 42.2002 | -82.5349
Ontario | Comber Wind Farm | 165.6 | COM50 | 50 | 72 | 2300 | 101 | 80 | Siemens | SWT 2.3-101 | 2011 | 42.2003 | -82.5312
Ontario | Comber Wind Farm | 165.6 | COM51 | 51 | 72 | 2300 | 101 | 80 | Siemens | SWT 2.3-101 | 2011 | 42.1999 | -82.527
Ontario | Comber Wind Farm | 165.6 | COM52 | 52 | 72 | 2300 | 101 | 80 | Siemens | SWT 2.3-101 | 2011 | 42.1875 | -82.5393
Ontario | Comber Wind Farm | 165.6 | COM53 | 53 | 72 | 2300 | 101 | 80 | Siemens | SWT 2.3-101 | 2011 | 42.1866 | -82.5214
Ontario | Comber Wind Farm | 165.6 | COM54 | 54 | 72 | 2300 | 101 | 80 | Siemens | SWT 2.3-101 | 2011 | 42.1741 | -82.5445
Ontario | Comber Wind Farm | 165.6 | COM55 | 55 | 72 | 2300 | 101 | 80 | Siemens | SWT 2.3-101 | 2011 | 42.1738 | -82.5388
Ontario | Comber Wind Farm | 165.6 | COM56 | 56 | 72 | 2300 | 101 | 80 | Siemens | SWT 2.3-101 | 2011 | 42.2454 | -82.5008
Ontario | Comber Wind Farm | 165.6 | COM57 | 57 | 72 | 2300 | 101 | 80 | Siemens | SWT 2.3-101 | 2011 | 42.2475 | -82.4802
Ontario | Comber Wind Farm | 165.6 | COM58 | 58 | 72 | 2300 | 101 | 80 | Siemens | SWT 2.3-101 | 2011 | 42.2554 | -82.4557
Ontario | Comber Wind Farm | 165.6 | COM59 | 59 | 72 | 2300 | 101 | 80 | Siemens | SWT 2.3-101 | 2011 | 42.2345 | -82.4921
Ontario | Comber Wind Farm | 165.6 | COM60 | 60 | 72 | 2300 | 101 | 80 | Siemens | SWT 2.3-101 | 2011 | 42.2344 | -82.4839
Ontario | Comber Wind Farm | 165.6 | COM61 | 61 | 72 | 2300 | 101 | 80 | Siemens | SWT 2.3-101 | 2011 | 42.2236 | -82.5027
Ontario | Comber Wind Farm | 165.6 | COM62 | 62 | 72 | 2300 | 101 | 80 | Siemens | SWT 2.3-101 | 2011 | 42.2231 | -82.4982
Ontario | Comber Wind Farm | 165.6 | COM63 | 63 | 72 | 2300 | 101 | 80 | Siemens | SWT 2.3-101 | 2011 | 42.2224 | -82.4943
Ontario | Comber Wind Farm | 165.6 | COM64 | 64 | 72 | 2300 | 101 | 80 | Siemens | SWT 2.3-101 | 2011 | 42.2266 | -82.4852
Ontario | Comber Wind Farm | 165.6 | COM65 | 65 | 72 | 2300 | 101 | 80 | Siemens | SWT 2.3-101 | 2011 | 42.2108 | -82.5057
Ontario | Comber Wind Farm | 165.6 | COM66 | 66 | 72 | 2300 | 101 | 80 | Siemens | SWT 2.3-101 | 2011 | 42.208 | -82.4962
Ontario | Comber Wind Farm | 165.6 | COM67 | 67 | 72 | 2300 | 101 | 80 | Siemens | SWT 2.3-101 | 2011 | 42.2081 | -82.4882
Ontario | Comber Wind Farm | 165.6 | COM68 | 68 | 72 | 2300 | 101 | 80 | Siemens | SWT 2.3-101 | 2011 | 42.2086 | -82.4781
Ontario | Comber Wind Farm | 165.6 | COM69 | 69 | 72 | 2300 | 101 | 80 | Siemens | SWT 2.3-101 | 2011 | 42.2062 | -82.4593
Ontario | Comber Wind Farm | 165.6 | COM70 | 70 | 72 | 2300 | 101 | 80 | Siemens | SWT 2.3-101 | 2011 | 42.1964 | -82.5042
Ontario | Comber Wind Farm | 165.6 | COM71 | 71 | 72 | 2300 | 101 | 80 | Siemens | SWT 2.3-101 | 2011 | 42.1977 | -82.4945
Ontario | Comber Wind Farm | 165.6 | COM72 | 72 | 72 | 2300 | 101 | 80 | Siemens | SWT 2.3-101 | 2011 | 42.1977 | -82.4895
Ontario | Conestogo | 22.92 | CGO1 | 1 | 10 | 2300 | 101 | 80 | Siemens | SWT 2.3-101 | 2012 | 43.7977 | -80.5968
Ontario | Conestogo | 22.92 | CGO2 | 2 | 10 | 2300 | 101 | 80 | Siemens | SWT 2.3-101 | 2012 | 43.797 | -80.5926
Ontario | Conestogo | 22.92 | CGO3 | 3 | 10 | 2300 | 101 | 80 | Siemens | SWT 2.3-101 | 2012 | 43.7953 | -80.5894
Ontario | Conestogo | 22.92 | CGO4 | 4 | 10 | 2300 | 101 | 80 | Siemens | SWT 2.3-101 | 2012 | 43.7937 | -80.5835
Ontario | Conestogo | 22.92 | CGO5 | 5 | 10 | 2300 | 101 | 80 | Siemens | SWT 2.3-101 | 2012 | 43.7914 | -80.5828
Ontario | Conestogo | 22.92 | CGO6 | 6 | 10 | 2300 | 101 | 80 | Siemens | SWT 2.3-101 | 2012 | 43.7914 | -80.5878
Ontario | Conestogo | 22.92 | CGO7 | 7 | 10 | 2300 | 101 | 80 | Siemens | SWT 2.3-101 | 2012 | 43.791 | -80.5931
Ontario | Conestogo | 22.92 | CGO8 | 8 | 10 | 2300 | 101 | 80 | Siemens | SWT 2.3-101 | 2012 | 43.7911 | -80.5981
Ontario | Conestogo | 22.92 | CGO9 | 9 | 10 | 2221 | 101 | 80 | Siemens | SWT 2.221-101 | 2012 | 43.782 | -80.5814
Ontario | Conestogo | 22.92 | CGO10 | 10 | 10 | 2300 | 101 | 80 | Siemens | SWT 2.3-101 | 2012 | 43.7772 | -80.581
Ontario | Cruickshank | 8.25 | CRU1 | 1 | 5 | 1650 | 82 | 80 | Vestas | V82-1.65 | 2008 | 44.2435 | -81.5748
Ontario | Cruickshank | 8.25 | CRU2 | 2 | 5 | 1650 | 82 | 80 | Vestas | V82-1.65 | 2008 | 44.2446 | -81.5714
Ontario | Cruickshank | 8.25 | CRU3 | 3 | 5 | 1650 | 82 | 80 | Vestas | V82-1.65 | 2008 | 44.246 | -81.5626
Ontario | Cruickshank | 8.25 | CRU4 | 4 | 5 | 1650 | 82 | 80 | Vestas | V82-1.65 | 2008 | 44.2478 | -81.5716
Ontario | Cruickshank | 8.25 | CRU5 | 5 | 5 | 1650 | 82 | 80 | Vestas | V82-1.65 | 2008 | 44.2473 | -81.5663
Ontario | Cultus | 9.9 | CUL1 | 1 | 6 | 1650 | 82 | 80 | Vestas | V82-1.65 | 2008 | 42.6011 | -80.5821
Ontario | Cultus | 9.9 | CUL2 | 2 | 6 | 1650 | 82 | 80 | Vestas | V82-1.65 | 2008 | 42.5976 | -80.5802
Ontario | Cultus | 9.9 | CUL3 | 3 | 6 | 1650 | 82 | 80 | Vestas | V82-1.65 | 2008 | 42.5869 | -80.5874
Ontario | Cultus | 9.9 | CUL4 | 4 | 6 | 1650 | 82 | 80 | Vestas | V82-1.65 | 2008 | 42.5862 | -80.5811
Ontario | Cultus | 9.9 | CUL5 | 5 | 6 | 1650 | 82 | 80 | Vestas | V82-1.65 | 2008 | 42.5837 | -80.577
Ontario | Cultus | 9.9 | CUL6 | 6 | 6 | 1650 | 82 | 80 | Vestas | V82-1.65 | 2008 | 42.5877 | -80.572
Ontario | Dufferin Wind | 91.4 | DUF1 | 1 | 49 | 2750 | 103 | 85 | General Electric | GE 2.75-103 | 2014 | 44.2498 | -80.2184 | Turbines are derated such that the total project capacity is 91.4 MW
Ontario | Dufferin Wind | 91.4 | DUF2 | 2 | 49 | 2750 | 103 | 85 | General Electric | GE 2.75-103 | 2014 | 44.247 | -80.2177 | Turbines are derated such that the total project capacity is 91.4 MW
Ontario | Dufferin Wind | 91.4 | DUF3 | 3 | 49 | 1388 | 100 | 80 | General Electric | GE 1.6-100 | 2014 | 44.2392 | -80.2168 | Turbines are derated such that the total project capacity is 91.4 MW
Ontario | Dufferin Wind | 91.4 | DUF4 | 4 | 49 | 1388 | 100 | 80 | General Electric | GE 1.6-100 | 2014 | 44.2362 | -80.2148 | Turbines are derated such that the total project capacity is 91.4 MW
Ontario | Dufferin Wind | 91.4 | DUF5 | 5 | 49 | 1336 | 100 | 80 | General Electric | GE 1.6-100 | 2014 | 44.2327 | -80.2141 | Turbines are derated such that the total project capacity is 91.4 MW
Ontario | Dufferin Wind | 91.4 | DUF6 | 6 | 49 | 1388 | 100 | 80 | General Electric | GE 1.6-100 | 2014 | 44.2297 | -80.2132 | Turbines are derated such that the total project capacity is 91.4 MW
Ontario | Dufferin Wind | 91.4 | DUF7 | 7 | 49 | 1336 | 100 | 80 | General Electric | GE 1.6-100 | 2014 | 44.2263 | -80.2139 | Turbines are derated such that the total project capacity is 91.4 MW
Ontario | Dufferin Wind | 91.4 | DUF8 | 8 | 49 | 1336 | 100 | 80 | General Electric | GE 1.6-100 | 2014 | 44.224 | -80.2135 | Turbines are derated such that the total project capacity is 91.4 MW
Ontario | Dufferin Wind | 91.4 | DUF9 | 9 | 49 | 1388 | 100 | 80 | General Electric | GE 1.6-100 | 2014 | 44.2373 | -80.2356 | Turbines are derated such that the total project capacity is 91.4 MW
Ontario | Dufferin Wind | 91.4 | DUF10 | 10 | 49 | 1388 | 100 | 80 | General Electric | GE 1.6-100 | 2014 | 44.2336 | -80.2337 | Turbines are derated such that the total project capacity is 91.4 MW
Ontario | Dufferin Wind | 91.4 | DUF11 | 11 | 49 | 1336 | 100 | 80 | General Electric | GE 1.6-100 | 2014 | 44.2307 | -80.2329 | Turbines are derated such that the total project capacity is 91.4 MW
Ontario | Dufferin Wind | 91.4 | DUF12 | 12 | 49 | 1388 | 100 | 80 | General Electric | GE 1.6-100 | 2014 | 44.2281 | -80.2321 | Turbines are derated such that the total project capacity is 91.4 MW
Ontario | Dufferin Wind | 91.4 | DUF13 | 13 | 49 | 2470 | 103 | 85 | General Electric | GE 2.75-103 | 2014 | 44.2177 | -80.2314 | Turbines are derated such that the total project capacity is 91.4 MW
Ontario | Dufferin Wind | 91.4 | DUF14 | 14 | 49 | 2565 | 103 | 85 | General Electric | GE 2.75-103 | 2014 | 44.213 | -80.2285 | Turbines are derated such that the total project capacity is 91.4 MW
Ontario | Dufferin Wind | 91.4 | DUF15 | 15 | 49 | 1482 | 100 | 80 | General Electric | GE 1.6-100 | 2014 | 44.2104 | -80.2279 | Turbines are derated such that the total project capacity is 91.4 MW
Ontario | Dufferin Wind | 91.4 | DUF16 | 16 | 49 | 1336 | 100 | 80 | General Electric | GE 1.6-100 | 2014 | 44.2035 | -80.226 | Turbines are derated such that the total project capacity is 91.4 MW
Ontario | Dufferin Wind | 91.4 | DUF17 | 17 | 49 | 1336 | 100 | 80 | General Electric | GE 1.6-100 | 2014 | 44.1994 | -80.2252 | Turbines are derated such that the total project capacity is 91.4 MW
Ontario | Dufferin Wind | 91.4 | DUF18 | 18 | 49 | 2470 | 103 | 85 | General Electric | GE 2.75-103 | 2014 | 44.192 | -80.22 | Turbines are derated such that the total project capacity is 91.4 MW
Ontario | Dufferin Wind | 91.4 | DUF19 | 19 | 49 | 1600 | 100 | 80 | General Electric | GE 1.6-100 | 2014 | 44.1897 | -80.2213 | Turbines are derated such that the total project capacity is 91.4 MW
Ontario | Dufferin Wind | 91.4 | DUF20 | 20 | 49 | 1600 | 100 | 80 | General Electric | GE 1.6-100 | 2014 | 44.1864 | -80.2233 | Turbines are derated such that the total project capacity is 91.4 MW
Ontario | Dufferin Wind | 91.4 | DUF21 | 21 | 49 | 2750 | 103 | 85 | General Electric | GE 2.75-103 | 2014 | 44.1831 | -80.2209 | Turbines are derated such that the total project capacity is 91.4 MW
Ontario | Dufferin Wind | 91.4 | DUF22 | 22 | 49 | 1600 | 100 | 80 | General Electric | GE 1.6-100 | 2014 | 44.1892 | -80.2329 | Turbines are derated such that the total project capacity is 91.4 MW
Ontario | Dufferin Wind | 91.4 | DUF23 | 23 | 49 | 1336 | 100 | 80 | General Electric | GE 1.6-100 | 2014 | 44.1922 | -80.2373 | Turbines are derated such that the total project capacity is 91.4 MW
Ontario | Dufferin Wind | 91.4 | DUF24 | 24 | 49 | 1336 | 100 | 80 | General Electric | GE 1.6-100 | 2014 | 44.1965 | -80.2422 | Turbines are derated such that the total project capacity is 91.4 MW
Ontario | Dufferin Wind | 91.4 | DUF25 | 25 | 49 | 1388 | 100 | 80 | General Electric | GE 1.6-100 | 2014 | 44.2041 | -80.2458 | Turbines are derated such that the total project capacity is 91.4 MW
Ontario | Dufferin Wind | 91.4 | DUF26 | 26 | 49 | 2565 | 103 | 85 | General Electric | GE 2.75-103 | 2014 | 44.2165 | -80.2471 | Turbines are derated such that the total project capacity is 91.4 MW
Ontario | Dufferin Wind | 91.4 | DUF27 | 27 | 49 | 1336 | 100 | 80 | General Electric | GE 1.6-100 | 2014 | 44.2257 | -80.2641 | Turbines are derated such that the total project capacity is 91.4 MW
Ontario | Dufferin Wind | 91.4 | DUF28 | 28 | 49 | 1600 | 100 | 80 | General Electric | GE 1.6-100 | 2014 | 44.2307 | -80.2681 | Turbines are derated such that the total project capacity is 91.4 MW
Ontario | Dufferin Wind | 91.4 | DUF29 | 29 | 49 | 1482 | 100 | 80 | General Electric | GE 1.6-100 | 2014 | 44.2272 | -80.2831 | Turbines are derated such that the total project capacity is 91.4 MW
Ontario | Dufferin Wind | 91.4 | DUF30 | 30 | 49 | 1388 | 100 | 80 | General Electric | GE 1.6-100 | 2014 | 44.224 | -80.2839 | Turbines are derated such that the total project capacity is 91.4 MW
Ontario | Dufferin Wind | 91.4 | DUF31 | 31 | 49 | 1336 | 100 | 80 | General Electric | GE 1.6-100 | 2014 | 44.2207 | -80.2841 | Turbines are derated such that the total project capacity is 91.4 MW
Ontario | Dufferin Wind | 91.4 | DUF32 | 32 | 49 | 1388 | 100 | 80 | General Electric | GE 1.6-100 | 2014 | 44.2157 | -80.2779 | Turbines are derated such that the total project capacity is 91.4 MW
Ontario | Dufferin Wind | 91.4 | DUF33 | 33 | 49 | 2565 | 103 | 85 | General Electric | GE 2.75-103 | 2014 | 44.2132 | -80.2671 | Turbines are derated such that the total project capacity is 91.4 MW
Ontario | Dufferin Wind | 91.4 | DUF34 | 34 | 49 | 1600 | 100 | 80 | General Electric | GE 1.6-100 | 2014 | 44.2099 | -80.268 | Turbines are derated such that the total project capacity is 91.4 MW
Ontario | Dufferin Wind | 91.4 | DUF35 | 35 | 49 | 1388 | 100 | 80 | General Electric | GE 1.6-100 | 2014 | 44.2099 | -80.2611 | Turbines are derated such that the total project capacity is 91.4 MW
Ontario | Dufferin Wind | 91.4 | DUF36 | 36 | 49 | 1388 | 100 | 80 | General Electric | GE 1.6-100 | 2014 | 44.2047 | -80.2572 | Turbines are derated such that the total project capacity is 91.4 MW
Ontario | Dufferin Wind | 91.4 | DUF37 | 37 | 49 | 2565 | 103 | 85 | General Electric | GE 2.75-103 | 2014 | 44.1967 | -80.2735 | Turbines are derated such that the total project capacity is 91.4 MW
Ontario | Dufferin Wind | 91.4 | DUF38 | 38 | 49 | 1336 | 100 | 80 | General Electric | GE 1.6-100 | 2014 | 44.1949 | -80.256 | Turbines are derated such that the total project capacity is 91.4 MW
Ontario | Dufferin Wind | 91.4 | DUF39 | 39 | 49 | 2750 | 103 | 85 | General Electric | GE 2.75-103 | 2014 | 44.1906 | -80.2602 | Turbines are derated such that the total project capacity is 91.4 MW
Ontario | Dufferin Wind | 91.4 | DUF40 | 40 | 49 | 2750 | 103 | 85 | General Electric | GE 2.75-103 | 2014 | 44.1869 | -80.2559 | Turbines are derated such that the total project capacity is 91.4 MW
Ontario | Dufferin Wind | 91.4 | DUF41 | 41 | 49 | 2750 | 103 | 85 | General Electric | GE 2.75-103 | 2014 | 44.2121 | -80.2979 | Turbines are derated such that the total project capacity is 91.4 MW
Ontario | Dufferin Wind | 91.4 | DUF42 | 42 | 49 | 1388 | 100 | 80 | General Electric | GE 1.6-100 | 2014 | 44.2147 | -80.2993 | Turbines are derated such that the total project capacity is 91.4 MW
Ontario | Dufferin Wind | 91.4 | DUF43 | 43 | 49 | 1388 | 100 | 80 | General Electric | GE 1.6-100 | 2014 | 44.2171 | -80.3093 | Turbines are derated such that the total project capacity is 91.4 MW
Ontario | Dufferin Wind | 91.4 | DUF44 | 44 | 49 | 2565 | 100 | 80 | General Electric | GE 2.75-103 | 2014 | 44.2197 | -80.3099 | Turbines are derated such that the total project capacity is 91.4 MW
Ontario | Dufferin Wind | 91.4 | DUF45 | 45 | 49 | 2470 | 103 | 85 | General Electric | GE 2.75-103 | 2014 | 44.2162 | -80.3173 | Turbines are derated such that the total project capacity is 91.4 MW
Ontario | Dufferin Wind | 91.4 | DUF46 | 46 | 49 | 2750 | 103 | 85 | General Electric | GE 2.75-103 | 2014 | 44.2199 | -80.3162 | Turbines are derated such that the total project capacity is 91.4 MW
Ontario | Dufferin Wind | 91.4 | DUF47 | 47 | 49 | 2750 | 103 | 85 | General Electric | GE 2.75-103 | 2014 | 44.208 | -80.3359 | Turbines are derated such that the total project capacity is 91.4 MW
Ontario | Dufferin Wind | 91.4 | DUF48 | 48 | 49 | 2750 | 103 | 85 | General Electric | GE 2.75-103 | 2014 | 44.2117 | -80.3358 | Turbines are derated such that the total project capacity is 91.4 MW
Ontario | Dufferin Wind | 91.4 | DUF49 | 49 | 49 | 2750 | 103 | 85 | General Electric | GE 2.75-103 | 2014 | 44.2183 | -80.3405 | Turbines are derated such that the total project capacity is 91.4 MW
Ontario | East Durham | 22.4 | EDU1 | 1 | 14 | 1600 | 100 | 80 | General Electric | GE 1.6 XLE | 2015 | 44.2079 | -80.702
Ontario | East Durham | 22.4 | EDU2 | 2 | 14 | 1600 | 100 | 80 | General Electric | GE 1.6 XLE | 2015 | 44.1934 | -80.6556
Ontario | East Durham | 22.4 | EDU3 | 3 | 14 | 1600 | 100 | 80 | General Electric | GE 1.6 XLE | 2015 | 44.1965 | -80.6535
Ontario | East Durham | 22.4 | EDU4 | 4 | 14 | 1600 | 100 | 80 | General Electric | GE 1.6 XLE | 2015 | 44.1926 | -80.6785
Ontario | East Durham | 22.4 | EDU5 | 5 | 14 | 1600 | 100 | 80 | General Electric | GE 1.6 XLE | 2015 | 44.2038 | -80.6773
Ontario | East Durham | 22.4 | EDU6 | 6 | 14 | 1600 | 100 | 80 | General Electric | GE 1.6 XLE | 2015 | 44.2042 | -80.685
Ontario | East Durham | 22.4 | EDU7 | 7 | 14 | 1600 | 100 | 80 | General Electric | GE 1.6 XLE | 2015 | 44.2054 | -80.7158
Ontario | East Durham | 22.4 | EDU8 | 8 | 14 | 1600 | 100 | 80 | General Electric | GE 1.6 XLE | 2015 | 44.2003 | -80.7118
Ontario | East Durham | 22.4 | EDU9 | 9 | 14 | 1600 | 100 | 80 | General Electric | GE 1.6 XLE | 2015 | 44.1996 | -80.7069
Ontario | East Durham | 22.4 | EDU10 | 10 | 14 | 1600 | 100 | 80 | General Electric | GE 1.6 XLE | 2015 | 44.2005 | -80.7019
Ontario | East Durham | 22.4 | EDU11 | 11 | 14 | 1600 | 100 | 80 | General Electric | GE 1.6 XLE | 2015 | 44.1831 | -80.7157
Ontario | East Durham | 22.4 | EDU12 | 12 | 14 | 1600 | 100 | 80 | General Electric | GE 1.6 XLE | 2015 | 44.2327 | -80.6551
Ontario | East Durham | 22.4 | EDU13 | 13 | 14 | 1600 | 100 | 80 | General Electric | GE 1.6 XLE | 2015 | 44.2311 | -80.6501
Ontario | East Durham | 22.4 | EDU14 | 14 | 14 | 1600 | 100 | 80 | General Electric | GE 1.6 XLE | 2015 | 44.2025 | -80.6895
Ontario | East Lake St. Clair Wind | 99 | ELS1 | 1 | 55 | 1800 | 90 | 80 | Vestas | V90-1.8 | 2013 | 42.5597 | -82.3897
Ontario | East Lake St. Clair Wind | 99 | ELS2 | 2 | 55 | 1800 | 90 | 80 | Vestas | V90-1.8 | 2013 | 42.5575 | -82.3871
Ontario | East Lake St. Clair Wind | 99 | ELS3 | 3 | 55 | 1800 | 90 | 80 | Vestas | V90-1.8 | 2013 | 42.555 | -82.3847
Ontario | East Lake St. Clair Wind | 99 | ELS4 | 4 | 55 | 1800 | 90 | 80 | Vestas | V90-1.8 | 2013 | 42.5508 | -82.4027
Ontario | East Lake St. Clair Wind | 99 | ELS5 | 5 | 55 | 1800 | 90 | 80 | Vestas | V90-1.8 | 2013 | 42.5448 | -82.3997
Ontario | East Lake St. Clair Wind | 99 | ELS6 | 6 | 55 | 1800 | 90 | 80 | Vestas | V90-1.8 | 2013 | 42.541 | -82.4047
Ontario | East Lake St. Clair Wind | 99 | ELS7 | 7 | 55 | 1800 | 90 | 80 | Vestas | V90-1.8 | 2013 | 42.551 | -82.4159
Ontario | East Lake St. Clair Wind | 99 | ELS8 | 8 | 55 | 1800 | 90 | 80 | Vestas | V90-1.8 | 2013 | 42.5478 | -82.4159
Ontario | East Lake St. Clair Wind | 99 | ELS9 | 9 | 55 | 1800 | 90 | 80 | Vestas | V90-1.8 | 2013 | 42.5376 | -82.3632
Ontario | East Lake St. Clair Wind | 99 | ELS10 | 10 | 55 | 1800 | 90 | 80 | Vestas | V90-1.8 | 2013 | 42.5356 | -82.3607
Ontario | East Lake St. Clair Wind | 99 | ELS11 | 11 | 55 | 1800 | 90 | 80 | Vestas | V90-1.8 | 2013 | 42.5283 | -82.3519
Ontario | East Lake St. Clair Wind | 99 | ELS12 | 12 | 55 | 1800 | 90 | 80 | Vestas | V90-1.8 | 2013 | 42.5262 | -82.3494
Ontario | East Lake St. Clair Wind | 99 | ELS13 | 13 | 55 | 1800 | 90 | 80 | Vestas | V90-1.8 | 2013 | 42.5338 | -82.3857
Ontario | East Lake St. Clair Wind | 99 | ELS14 | 14 | 55 | 1800 | 90 | 80 | Vestas | V90-1.8 | 2013 | 42.5289 | -82.3803
Ontario | East Lake St. Clair Wind | 99 | ELS15 | 15 | 55 | 1800 | 90 | 80 | Vestas | V90-1.8 | 2013 | 42.527 | -82.378
Ontario | East Lake St. Clair Wind | 99 | ELS16 | 16 | 55 | 1800 | 90 | 80 | Vestas | V90-1.8 | 2013 | 42.5217 | -82.3733
Ontario | East Lake St. Clair Wind | 99 | ELS17 | 17 | 55 | 1800 | 90 | 80 | Vestas | V90-1.8 | 2013 | 42.5227 | -82.4087
Ontario | East Lake St. Clair Wind | 99 | ELS18 | 18 | 55 | 1800 | 90 | 80 | Vestas | V90-1.8 | 2013 | 42.5211 | -82.4001
Ontario | East Lake St. Clair Wind | 99 | ELS19 | 19 | 55 | 1800 | 90 | 80 | Vestas | V90-1.8 | 2013 | 42.5197 | -82.3974
Ontario | East Lake St. Clair Wind | 99 | ELS20 | 20 | 55 | 1800 | 90 | 80 | Vestas | V90-1.8 | 2013 | 42.5115 | -82.3839
Ontario | East Lake St. Clair Wind | 99 | ELS21 | 21 | 55 | 1800 | 90 | 80 | Vestas | V90-1.8 | 2013 | 42.506 | -82.393
Ontario | East Lake St. Clair Wind | 99 | ELS22 | 22 | 55 | 1800 | 90 | 80 | Vestas | V90-1.8 | 2013 | 42.501 | -82.4042
Ontario | East Lake St. Clair Wind | 99 | ELS23 | 23 | 55 | 1800 | 90 | 80 | Vestas | V90-1.8 | 2013 | 42.5116 | -82.4078
Ontario | East Lake St. Clair Wind | 99 | ELS24 | 24 | 55 | 1800 | 90 | 80 | Vestas | V90-1.8 | 2013 | 42.5149 | -82.4119
Ontario | East Lake St. Clair Wind | 99 | ELS25 | 25 | 55 | 1800 | 90 | 80 | Vestas | V90-1.8 | 2013 | 42.5141 | -82.4172
Ontario | East Lake St. Clair Wind | 99 | ELS26 | 26 | 55 | 1800 | 90 | 80 | Vestas | V90-1.8 | 2013 | 42.5155 | -82.4239
Ontario | East Lake St. Clair Wind | 99 | ELS27 | 27 | 55 | 1800 | 90 | 80 | Vestas | V90-1.8 | 2013 | 42.5161 | -82.4298
Ontario | East Lake St. Clair Wind | 99 | ELS28 | 28 | 55 | 1800 | 90 | 80 | Vestas | V90-1.8 | 2013 | 42.5126 | -82.4343
Ontario | East Lake St. Clair Wind | 99 | ELS29 | 29 | 55 | 1800 | 90 | 80 | Vestas | V90-1.8 | 2013 | 42.5096 | -82.4352
Ontario | East Lake St. Clair Wind | 99 | ELS30 | 30 | 55 | 1800 | 90 | 80 | Vestas | V90-1.8 | 2013 | 42.5066 | -82.435
Ontario | East Lake St. Clair Wind | 99 | ELS31 | 31 | 55 | 1800 | 90 | 80 | Vestas | V90-1.8 | 2013 | 42.5026 | -82.437
Ontario | East Lake St. Clair Wind | 99 | ELS32 | 32 | 55 | 1800 | 90 | 80 | Vestas | V90-1.8 | 2013 | 42.4856 | -82.4005
Ontario | East Lake St. Clair Wind | 99 | ELS33 | 33 | 55 | 1800 | 90 | 80 | Vestas | V90-1.8 | 2013 | 42.4905 | -82.3941
Ontario | East Lake St. Clair Wind | 99 | ELS34 | 34 | 55 | 1800 | 90 | 80 | Vestas | V90-1.8 | 2013 | 42.4937 | -82.3881
Ontario | East Lake St. Clair Wind | 99 | ELS35 | 35 | 55 | 1800 | 90 | 80 | Vestas | V90-1.8 | 2013 | 42.4983 | -82.3816
Ontario | East Lake St. Clair Wind | 99 | ELS36 | 36 | 55 | 1800 | 90 | 80 | Vestas | V90-1.8 | 2013 | 42.504 | -82.3697
Ontario | East Lake St. Clair Wind | 99 | ELS37 | 37 | 55 | 1800 | 90 | 80 | Vestas | V90-1.8 | 2013 | 42.4972 | -82.3612
Ontario | East Lake St. Clair Wind | 99 | ELS38 | 38 | 55 | 1800 | 90 | 80 | Vestas | V90-1.8 | 2013 | 42.4948 | -82.3622
Ontario | East Lake St. Clair Wind | 99 | ELS39 | 39 | 55 | 1800 | 90 | 80 | Vestas | V90-1.8 | 2013 | 42.5001 | -82.3454
Ontario | East Lake St. Clair Wind | 99 | ELS40 | 40 | 55 | 1800 | 90 | 80 | Vestas | V90-1.8 | 2013 | 42.4945 | -82.3377
Ontario | East Lake St. Clair Wind | 99 | ELS41 | 41 | 55 | 1800 | 90 | 80 | Vestas | V90-1.8 | 2013 | 42.4673 | -82.3779
Ontario | East Lake St. Clair Wind | 99 | ELS42 | 42 | 55 | 1800 | 90 | 80 | Vestas | V90-1.8 | 2013 | 42.4474 | -82.4039
Ontario | East Lake St. Clair Wind | 99 | ELS43 | 43 | 55 | 1800 | 90 | 80 | Vestas | V90-1.8 | 2013 | 42.4497 | -82.3997
Ontario | East Lake St. Clair Wind | 99 | ELS44 | 44 | 55 | 1800 | 90 | 80 | Vestas | V90-1.8 | 2013 | 42.4557 | -82.392
Ontario | East Lake St. Clair Wind | 99 | ELS45 | 45 | 55 | 1800 | 90 | 80 | Vestas | V90-1.8 | 2013 | 42.4398 | -82.3942
Ontario | East Lake St. Clair Wind | 99 | ELS46 | 46 | 55 | 1800 | 90 | 80 | Vestas | V90-1.8 | 2013 | 42.4449 | -82.3861
Ontario | East Lake St. Clair Wind | 99 | ELS47 | 47 | 55 | 1800 | 90 | 80 | Vestas | V90-1.8 | 2013 | 42.4496 | -82.3792
Ontario | East Lake St. Clair Wind | 99 | ELS48 | 48 | 55 | 1800 | 90 | 80 | Vestas | V90-1.8 | 2013 | 42.4571 | -82.3653
Ontario | East Lake St. Clair Wind | 99 | ELS49 | 49 | 55 | 1800 | 90 | 80 | Vestas | V90-1.8 | 2013 | 42.4416 | -82.3667
Ontario | East Lake St. Clair Wind | 99 | ELS50 | 50 | 55 | 1800 | 90 | 80 | Vestas | V90-1.8 | 2013 | 42.4497 | -82.3515
Ontario | East Lake St. Clair Wind | 99 | ELS51 | 51 | 55 | 1800 | 90 | 80 | Vestas | V90-1.8 | 2013 | 42.4539 | -82.344
Ontario | East Lake St. Clair Wind | 99 | ELS52 | 52 | 55 | 1800 | 90 | 80 | Vestas | V90-1.8 | 2013 | 42.4602 | -82.3386
Ontario | East Lake St. Clair Wind | 99 | ELS53 | 53 | 55 | 1800 | 90 | 80 | Vestas | V90-1.8 | 2013 | 42.4632 | -82.3343
Ontario | East Lake St. Clair Wind | 99 | ELS54 | 54 | 55 | 1800 | 90 | 80 | Vestas | V90-1.8 | 2013 | 42.4422 | -82.3418
Ontario | East Lake St. Clair Wind | 99 | ELS55 | 55 | 55 | 1800 | 90 | 80 | Vestas | V90-1.8 | 2013 | 42.498 | -82.3322
Ontario | Erie Shores | 99 | ERS1 | 1 | 66 | 1500 | 77 | 80 | General Electric | GE 1.5SLE | 2006 | 42.6707 | -80.9056
Ontario | Erie Shores | 99 | ERS2 | 2 | 66 | 1500 | 77 | 80 | General Electric | GE 1.5SLE | 2006 | 42.6675 | -80.9058
Ontario | Erie Shores | 99 | ERS3 | 3 | 66 | 1500 | 77 | 80 | General Electric | GE 1.5SLE | 2006 | 42.6653 | -80.9094
Ontario | Erie Shores | 99 | ERS4 | 4 | 66 | 1500 | 77 | 80 | General Electric | GE 1.5SLE | 2006 | 42.6625 | -80.9072
Ontario | Erie Shores | 99 | ERS5 | 5 | 66 | 1500 | 77 | 80 | General Electric | GE 1.5SLE | 2006 | 42.6651 | -80.9016
Ontario | Erie Shores | 99 | ERS6 | 6 | 66 | 1500 | 77 | 80 | General Electric | GE 1.5SLE | 2006 | 42.6619 | -80.8973
Ontario | Erie Shores | 99 | ERS7 | 7 | 66 | 1500 | 77 | 80 | General Electric | GE 1.5SLE | 2006 | 42.6608 | -80.8911
Ontario | Erie Shores | 99 | ERS8 | 8 | 66 | 1500 | 77 | 80 | General Electric | GE 1.5SLE | 2006 | 42.6692 | -80.8756
Ontario | Erie Shores | 99 | ERS9 | 9 | 66 | 1500 | 77 | 80 | General Electric | GE 1.5SLE | 2006 | 42.6661 | -80.8818
Ontario | Erie Shores | 99 | ERS10 | 10 | 66 | 1500 | 77 | 80 | General Electric | GE 1.5SLE | 2006 | 42.6661 | -80.8755
Ontario | Erie Shores | 99 | ERS11 | 11 | 66 | 1500 | 77 | 80 | General Electric | GE 1.5SLE | 2006 | 42.6627 | -80.8758
Ontario | Erie Shores | 99 | ERS12 | 12 | 66 | 1500 | 77 | 80 | General Electric | GE 1.5SLE | 2006 | 42.6595 | -80.8753
Ontario | Erie Shores | 99 | ERS13 | 13 | 66 | 1500 | 77 | 80 | General Electric | GE 1.5SLE | 2006 | 42.6586 | -80.8717
Ontario | Erie Shores | 99 | ERS14 | 14 | 66 | 1500 | 77 | 80 | General Electric | GE 1.5SLE | 2006 | 42.6667 | -80.8591
Ontario | Erie Shores | 99 | ERS15 | 15 | 66 | 1500 | 77 | 80 | General Electric | GE 1.5SLE | 2006 | 42.6637 | -80.8594
Ontario | Erie Shores | 99 | ERS16 | 16 | 66 | 1500 | 77 | 80 | General Electric | GE 1.5SLE | 2006 | 42.6656 | -80.8478
Ontario | Erie Shores | 99 | ERS17 | 17 | 66 | 1500 | 77 | 80 | General Electric | GE 1.5SLE | 2006 | 42.6616 | -80.8486
Ontario | Erie Shores | 99 | ERS18 | 18 | 66 | 1500 | 77 | 80 | General Electric | GE 1.5SLE | 2006 | 42.6632 | -80.8393
Ontario | Erie Shores | 99 | ERS19 | 19 | 66 | 1500 | 77 | 80 | General Electric | GE 1.5SLE | 2006 | 42.6605 | -80.8394
Ontario | Erie Shores | 99 | ERS20 | 20 | 66 | 1500 | 77 | 80 | General Electric | GE 1.5SLE | 2006 | 42.6747 | -80.8446
Ontario | Erie Shores | 99 | ERS21 | 21 | 66 | 1500 | 77 | 80 | General Electric | GE 1.5SLE | 2006 | 42.6716 | -80.8361
Ontario | Erie Shores | 99 | ERS22 | 22 | 66 | 1500 | 77 | 80 | General Electric | GE 1.5SLE | 2006 | 42.67 | -80.8311
Ontario | Erie Shores | 99 | ERS23 | 23 | 66 | 1500 | 77 | 80 | General Electric | GE 1.5SLE | 2006 | 42.6599 | -80.8248
Ontario | Erie Shores | 99 | ERS24 | 24 | 66 | 1500 | 77 | 80 | General Electric | GE 1.5SLE | 2006 | 42.6615 | -80.8095
Ontario | Erie Shores | 99 | ERS25 | 25 | 66 | 1500 | 77 | 80 | General Electric | GE 1.5SLE | 2006 | 42.6474 | -80.7697
Ontario | Erie Shores | 99 | ERS26 | 26 | 66 | 1500 | 77 | 80 | General Electric | GE 1.5SLE | 2006 | 42.6523 | -80.758
Ontario | Erie Shores | 99 | ERS27 | 27 | 66 | 1500 | 77 | 80 | General Electric | GE 1.5SLE | 2006 | 42.6425 | -80.7619
Ontario | Erie Shores | 99 | ERS28 | 28 | 66 | 1500 | 77 | 80 | General Electric | GE 1.5SLE | 2006 | 42.6405 | -80.7601
Ontario | Erie Shores | 99 | ERS29 | 29 | 66 | 1500 | 77 | 80 | General Electric | GE 1.5SLE | 2006 | 42.6373 | -80.7551
Ontario | Erie Shores | 99 | ERS30 | 30 | 66 | 1500 | 77 | 80 | General Electric | GE 1.5SLE | 2006 | 42.6443 | -80.7402
Ontario | Erie Shores | 99 | ERS31 | 31 | 66 | 1500 | 77 | 80 | General Electric | GE 1.5SLE | 2006 | 42.6442 | -80.7339
Ontario | Erie Shores | 99 | ERS32 | 32 | 66 | 1500 | 77 | 80 | General Electric | GE 1.5SLE | 2006 | 42.6396 | -80.7465
Ontario | Erie Shores | 99 | ERS33 | 33 | 66 | 1500 | 77 | 80 | General Electric | GE 1.5SLE | 2006 | 42.6371 | -80.7439
Ontario | Erie Shores | 99 | ERS34 | 34 | 66 | 1500 | 77 | 80 | General Electric | GE 1.5SLE | 2006 | 42.6337 | -80.7438
Ontario | Erie Shores | 99 | ERS35 | 35 | 66 | 1500 | 77 | 80 | General Electric | GE 1.5SLE | 2006 | 42.6312 | -80.7296
Ontario | Erie Shores | 99 | ERS36 | 36 | 66 | 1500 | 77 | 80 | General Electric | GE 1.5SLE | 2006 | 42.6291 | -80.7271
Ontario | Erie Shores | 99 | ERS37 | 37 | 66 | 1500 | 77 | 80 | General Electric | GE 1.5SLE | 2006 | 42.6254 | -80.7262
Ontario | Erie Shores | 99 | ERS38 | 38 | 66 | 1500 | 77 | 80 | General Electric | GE 1.5SLE | 2006 | 42.6354 | -80.7156
Ontario | Erie Shores | 99 | ERS39 | 39 | 66 | 1500 | 77 | 80 | General Electric | GE 1.5SLE | 2006 | 42.6301 | -80.7187
Ontario | Erie Shores | 99 | ERS40 | 40 | 66 | 1500 | 77 | 80 | General Electric | GE 1.5SLE | 2006 | 42.6272 | -80.7171
Ontario | Erie Shores | 99 | ERS41 | 41 | 66 | 1500 | 77 | 80 | General Electric | GE 1.5SLE | 2006 | 42.6243 | -80.7145
Ontario | Erie Shores | 99 | ERS42 | 42 | 66 | 1500 | 77 | 80 | General Electric | GE 1.5SLE | 2006 | 42.6241 | -80.6999
Ontario | Erie Shores | 99 | ERS43 | 43 | 66 | 1500 | 77 | 80 | General Electric | GE 1.5SLE | 2006 | 42.621 | -80.7002
Ontario | Erie Shores | 99 | ERS44 | 44 | 66 | 1500 | 77 | 80 | General Electric | GE 1.5SLE | 2006 | 42.6199 | -80.6957
Ontario | Erie Shores | 99 | ERS45 | 45 | 66 | 1500 | 77 | 80 | General Electric | GE 1.5SLE | 2006 | 42.6131 | -80.6987
Ontario | Erie Shores | 99 | ERS46 | 46 | 66 | 1500 | 77 | 80 | General Electric | GE 1.5SLE | 2006 | 42.614 | -80.6867
Ontario | Erie Shores | 99 | ERS47 | 47 | 66 | 1500 | 77 | 80 | General Electric | GE 1.5SLE | 2006 | 42.6159 | -80.6801
Ontario | Erie Shores | 99 | ERS48 | 48 | 66 | 1500 | 77 | 80 | General Electric | GE 1.5SLE | 2006 | 42.6126 | -80.6804
Ontario | Erie Shores | 99 | ERS49 | 49 | 66 | 1500 | 77 | 80 | General Electric | GE 1.5SLE | 2006 | 42.6152 | -80.6733
Ontario | Erie Shores | 99 | ERS50 | 50 | 66 | 1500 | 77 | 80 | General Electric | GE 1.5SLE | 2006 | 42.611 | -80.676
Ontario | Erie Shores | 99 | ERS51 | 51 | 66 | 1500 | 77 | 80 | General Electric | GE 1.5SLE | 2006 | 42.6103 | -80.6724
Ontario | Erie Shores | 99 | ERS52 | 52 | 66 | 1500 | 77 | 80 | General Electric | GE 1.5SLE | 2006 | 42.6127 | -80.6664
Ontario | Erie Shores | 99 | ERS53 | 53 | 66 | 1500 | 77 | 80 | General Electric | GE 1.5SLE | 2006 | 42.6084 | -80.6684
Ontario | Erie Shores | 99 | ERS54 | 54 | 66 | 1500 | 77 | 80 | General Electric | GE 1.5SLE | 2006 | 42.6068 | -80.6646
Ontario | Erie Shores | 99 | ERS55 | 55 | 66 | 1500 | 77 | 80 | General Electric | GE 1.5SLE | 2006 | 42.6002 | -80.6688
Ontario | Erie Shores | 99 | ERS56 | 56 | 66 | 1500 | 77 | 80 | General Electric | GE 1.5SLE | 2006 | 42.6066 | -80.6599
Ontario | Erie Shores | 99 | ERS57 | 57 | 66 | 1500 | 77 | 80 | General Electric | GE 1.5SLE | 2006 | 42.6044 | -80.6482
Ontario | Erie Shores | 99 | ERS58 | 58 | 66 | 1500 | 77 | 80 | General Electric | GE 1.5SLE | 2006 | 42.6085 | -80.6405
Ontario | Erie Shores | 99 | ERS59 | 59 | 66 | 1500 | 77 | 80 | General Electric | GE 1.5SLE | 2006 | 42.6077 | -80.6383
Ontario | Erie Shores | 99 | ERS60 | 60 | 66 | 1500 | 77 | 80 | General Electric | GE 1.5SLE | 2006 | 42.6023 | -80.6375
Ontario | Erie Shores | 99 | ERS61 | 61 | 66 | 1500 | 77 | 80 | General Electric | GE 1.5SLE | 2006 | 42.5982 | -80.6377
Ontario | Erie Shores | 99 | ERS62 | 62 | 66 | 1500 | 77 | 80 | General Electric | GE 1.5SLE | 2006 | 42.5995 | -80.6286
Ontario | Erie Shores | 99 | ERS63 | 63 | 66 | 1500 | 77 | 80 | General Electric | GE 1.5SLE | 2006 | 42.5938 | -80.6255
Ontario | Erie Shores | 99 | ERS64 | 64 | 66 | 1500 | 77 | 80 | General Electric | GE 1.5SLE | 2006 | 42.5877 | -80.638
Ontario | Erie Shores | 99 | ERS65 | 65 | 66 | 1500 | 77 | 80 | General Electric | GE 1.5SLE | 2006 | 42.5863 | -80.6332
Ontario | Erie Shores | 99 | ERS66 | 66 | 66 | 1500 | 77 | 80 | General Electric | GE 1.5SLE | 2006 | 42.5843 | -80.626
Ontario | Erieau Wind | 99 | EUW1 | 1 | 55 | 1800 | 90 | 80 | Vestas | V90-1.8 | 2013 | 42.3604 | -81.9739
Ontario | Erieau Wind | 99 | EUW2 | 2 | 55 | 1800 | 90 | 80 | Vestas | V90-1.8 | 2013 | 42.362 | -81.9658
Ontario | Erieau Wind | 99 | EUW3 | 3 | 55 | 1800 | 90 | 80 | Vestas | V90-1.8 | 2013 | 42.3452 | -81.9614
Ontario | Erieau Wind | 99 | EUW4 | 4 | 55 | 1800 | 90 | 80 | Vestas | V90-1.8 | 2013 | 42.3465 | -81.9547
Ontario | Erieau Wind | 99 | EUW5 | 5 | 55 | 1800 | 90 | 80 | Vestas | V90-1.8 | 2013 | 42.35 | -81.9526
Ontario | Erieau Wind | 99 | EUW6 | 6 | 55 | 1800 | 90 | 80 | Vestas | V90-1.8 | 2013 | 42.3399 | -81.9574
Ontario | Erieau Wind | 99 | EUW7 | 7 | 55 | 1800 | 90 | 80 | Vestas | V90-1.8 | 2013 | 42.3445 | -81.9504
Ontario | Erieau Wind | 99 | EUW8 | 8 | 55 | 1800 | 90 | 80 | Vestas | V90-1.8 | 2013 | 42.3275 | -81.9194
Ontario | Erieau Wind | 99 | EUW9 | 9 | 55 | 1800 | 90 | 80 | Vestas | V90-1.8 | 2013 | 42.3248 | -81.9177
Ontario | Erieau Wind | 99 | EUW10 | 10 | 55 | 1800 | 90 | 80 | Vestas | V90-1.8 | 2013 | 42.3211 | -81.9194
Ontario | Erieau Wind | 99 | EUW11 | 11 | 55 | 1800 | 90 | 80 | Vestas | V90-1.8 | 2013 | 42.316 | -81.9276
Ontario | Erieau Wind | 99 | EUW12 | 12 | 55 | 1800 | 90 | 80 | Vestas | V90-1.8 | 2013 | 42.3146 | -81.9254
Ontario | Erieau Wind | 99 | EUW13 | 13 | 55 | 1800 | 90 | 80 | Vestas | V90-1.8 | 2013 | 42.3111 | -81.932
Ontario | Erieau Wind | 99 | EUW14 | 14 | 55 | 1800 | 90 | 80 | Vestas | V90-1.8 | 2013 | 42.3078 | -81.9307
Ontario | Erieau Wind | 99 | EUW15 | 15 | 55 | 1800 | 90 | 80 | Vestas | V90-1.8 | 2013 | 42.3227 | -81.9895
Ontario | Erieau Wind | 99 | EUW16 | 16 | 55 | 1800 | 90 | 80 | Vestas | V90-1.8 | 2013 | 42.316 | -82.0012
Ontario | Erieau Wind | 99 | EUW17 | 17 | 55 | 1800 | 90 | 80 | Vestas | V90-1.8 | 2013 | 42.313 | -82.0018
Ontario | Erieau Wind | 99 | EUW18 | 18 | 55 | 1800 | 90 | 80 | Vestas | V90-1.8 | 2013 | 42.3134 | -81.9941
Ontario | Erieau Wind | 99 | EUW19 | 19 | 55 | 1800 | 90 | 80 | Vestas | V90-1.8 | 2013 | 42.3062 | -81.9822
Ontario | Erieau Wind | 99 | EUW20 | 20 | 55 | 1800 | 90 | 80 | Vestas | V90-1.8 | 2013 | 42.3055 | -81.9757
Ontario | Erieau Wind | 99 | EUW21 | 21 | 55 | 1800 | 90 | 80 | Vestas | V90-1.8 | 2013 | 42.3025 | -81.9747
Ontario | Erieau Wind | 99 | EUW22 | 22 | 55 | 1800 | 90 | 80 | Vestas | V90-1.8 | 2013 | 42.297 | -81.9685
Ontario | Erieau Wind | 99 | EUW23 | 23 | 55 | 1800 | 90 | 80 | Vestas | V90-1.8 | 2013 | 42.3096 | -81.9577
Ontario | Erieau Wind | 99 | EUW24 | 24 | 55 | 1800 | 90 | 80 | Vestas | V90-1.8 | 2013 | 42.306 | -81.9585
Ontario | Erieau Wind | 99 | EUW25 | 25 | 55 | 1800 | 90 | 80 | Vestas | V90-1.8 | 2013 | 42.2889 | -81.9443
Ontario | Erieau Wind | 99 | EUW26 | 26 | 55 | 1800 | 90 | 80 | Vestas | V90-1.8 | 2013 | 42.2852 | -81.9442
Ontario | Erieau Wind | 99 | EUW27 | 27 | 55 | 1800 | 90 | 80 | Vestas | V90-1.8 | 2013 | 42.2825 | -81.9401
Ontario | Erieau Wind | 99 | EUW28 | 28 | 55 | 1800 | 90 | 80 | Vestas | V90-1.8 | 2013 | 42.2817 | -81.9688
Ontario | Erieau Wind | 99 | EUW29 | 29 | 55 | 1800 | 90 | 80 | Vestas | V90-1.8 | 2013 | 42.279 | -81.9633
Ontario | Erieau Wind | 99 | EUW30 | 30 | 55 | 1800 | 90 | 80 | Vestas | V90-1.8 | 2013 | 42.277 | -81.9588
Ontario | Erieau Wind | 99 | EUW31 | 31 | 55 | 1800 | 90 | 80 | Vestas | V90-1.8 | 2013 | 42.269 | -81.9773
Ontario | Erieau Wind | 99 | EUW32 | 32 | 55 | 1800 | 90 | 80 | Vestas | V90-1.8 | 2013 | 42.2801 | -82.0199
Ontario | Erieau Wind | 99 | EUW33 | 33 | 55 | 1800 | 90 | 80 | Vestas | V90-1.8 | 2013 | 42.2905 | -82.0158
Ontario | Erieau Wind | 99 | EUW34 | 34 | 55 | 1800 | 90 | 80 | Vestas | V90-1.8 | 2013 | 42.2896 | -82.0101
Ontario | Erieau Wind | 99 | EUW35 | 35 | 55 | 1800 | 90 | 80 | Vestas | V90-1.8 | 2013 | 42.3007 | -82.0051
Ontario | Erieau Wind | 99 | EUW36 | 36 | 55 | 1800 | 90 | 80 | Vestas | V90-1.8 | 2013 | 42.2994 | -82.0272
Ontario | Erieau Wind | 99 | EUW37 | 37 | 55 | 1800 | 90 | 80 | Vestas | V90-1.8 | 2013 | 42.2994 | -82.0325
Ontario | Erieau Wind | 99 | EUW38 | 38 | 55 | 1800 | 90 | 80 | Vestas | V90-1.8 | 2013 | 42.2921 | -82.0377
Ontario | Erieau Wind | 99 | EUW39 | 39 | 55 | 1800 | 90 | 80 | Vestas | V90-1.8 | 2013 | 42.289 | -82.0556
Ontario | Erieau Wind | 99 | EUW40 | 40 | 55 | 1800 | 90 | 80 | Vestas | V90-1.8 | 2013 | 42.2843 | -82.0509
Ontario | Erieau Wind | 99 | EUW41 | 41 | 55 | 1800 | 90 | 80 | Vestas | V90-1.8 | 2013 | 42.2824 | -82.0439
Ontario | Erieau Wind | 99 | EUW42 | 42 | 55 | 1800 | 90 | 80 | Vestas | V90-1.8 | 2013 | 42.2801 | -82.0424
Ontario | Erieau Wind | 99 | EUW43 | 43 | 55 | 1800 | 90 | 80 | Vestas | V90-1.8 | 2013 | 42.2775 | -82.044
Ontario | Erieau Wind | 99 | EUW44 | 44 | 55 | 1800 | 90 | 80 | Vestas | V90-1.8 | 2013 | 42.2843 | -82.0593
Ontario | Erieau Wind | 99 | EUW45 | 45 | 55 | 1800 | 90 | 80 | Vestas | V90-1.8 | 2013 | 42.2811 | -82.0659
Ontario | Erieau Wind | 99 | EUW46 | 46 | 55 | 1800 | 90 | 80 | Vestas | V90-1.8 | 2013 | 42.277 | -82.054
Ontario | Erieau Wind | 99 | EUW47 | 47 | 55 | 1800 | 90 | 80 | Vestas | V90-1.8 | 2013 | 42.2718 | -82.0515
Ontario | Erieau Wind | 99 | EUW48 | 48 | 55 | 1800 | 90 | 80 | Vestas | V90-1.8 | 2013 | 42.269 | -82.0476
Ontario | Erieau Wind | 99 | EUW49 | 49 | 55 | 1800 | 90 | 80 | Vestas | V90-1.8 | 2013 | 42.2753 | -82.0594
Ontario | Erieau Wind | 99 | EUW50 | 50 | 55 | 1800 | 90 | 80 | Vestas | V90-1.8 | 2013 | 42.2721 | -82.0606
Ontario | Erieau Wind | 99 | EUW51 | 51 | 55 | 1800 | 90 | 80 | Vestas | V90-1.8 | 2013 | 42.2684 | -82.0596
Ontario | Erieau Wind | 99 | EUW52 | 52 | 55 | 1800 | 90 | 80 | Vestas | V90-1.8 | 2013 | 42.2661 | -82.0572
Ontario | Erieau Wind | 99 | EUW53 | 53 | 55 | 1800 | 90 | 80 | Vestas | V90-1.8 | 2013 | 42.2649 | -82.0646
Ontario | Erieau Wind | 99 | EUW54 | 54 | 55 | 1800 | 90 | 80 | Vestas | V90-1.8 | 2013 | 42.2657 | -82.0699
Ontario | Erieau Wind | 99 | EUW55 | 55 | 55 | 1800 | 90 | 80 | Vestas | V90-1.8 | 2013 | 42.2704 | -82.0845
Ontario | Ernestown | 10 | ERN1 | 1 | 5 | 2000 | 82 | 98 | Enercon | E82-2.0 | 2014 | 44.2358 | -76.7284
Ontario | Ernestown | 10 | ERN2 | 2 | 5 | 2000 | 82 | 98 | Enercon | E82-2.0 | 2014 | 44.2396 | -76.7209
Ontario | Ernestown | 10 | ERN3 | 3 | 5 | 2000 | 82 | 98 | Enercon | E82-2.0 | 2014 | 44.2272 | -76.7196
Ontario | Ernestown | 10 | ERN4 | 4 | 5 | 2000 | 82 | 98 | Enercon | E82-2.0 | 2014 | 44.2193 | -76.718
Ontario | Ernestown | 10 | ERN5 | 5 | 5 | 2000 | 82 | 98 | Enercon | E82-2.0 | 2014 | 44.2207 | -76.7146
Ontario | Exhibition Place Turbine | 0.75 | EPT1 | 1 | 1 | 750 | 52 | 65 | Lagerwey | LW52 | 2003 | 43.6304 | -79.4248
Ontario | Ferndale | 5.1 | FER1 | 1 | 3 | 1800 | 80 | 78 | Vestas | V80-1.8 | 2002 | 44.9459 | -81.2629
Ontario | Ferndale | 5.1 | FER2 | 2 | 3 | 1650 | 82 | 78 | Vestas | V82-1.65 | 2006 | 44.9478 | -81.2708
Ontario | Ferndale | 5.1 | FER3 | 3 | 3 | 1650 | 82 | 78 | Vestas | V82-1.65 | 2006 | 44.9511 | -81.2724
Ontario | Frogmore | 9.9 | FRO1 | 1 | 6 | 1650 | 82 | 80 | Vestas | V82-1.65 | 2008 | 42.5844 | -80.5596
Ontario | Frogmore | 9.9 | FRO2 | 2 | 6 | 1650 | 82 | 80 | Vestas | V82-1.65 | 2008 | 42.5815 | -80.5591
Ontario | Frogmore | 9.9 | FRO3 | 3 | 6 | 1650 | 82 | 80 | Vestas | V82-1.65 | 2008 | 42.5901 | -80.5566
Ontario | Frogmore | 9.9 | FRO4 | 4 | 6 | 1650 | 82 | 80 | Vestas | V82-1.65 | 2008 | 42.5892 | -80.5523
Ontario | Frogmore | 9.9 | FRO5 | 5 | 6 | 1650 | 82 | 80 | Vestas | V82-1.65 | 2008 | 42.586 | -80.5537
Ontario | Frogmore | 9.9 | FRO6 | 6 | 6 | 1650 | 82 | 80 | Vestas | V82-1.65 | 2008 | 42.5849 | -80.5488
Ontario | Front Line (Thames River I) | 40 | THM6 | 6 | 45 | 2000 | 82 | 78 | Enercon | E82-2.0 | 2009 | 42.396 | -81.874
Ontario | Front Line (Thames River I) | 40 | THM7 | 7 | 45 | 2000 | 82 | 78 | Enercon | E82-2.0 | 2009 | 42.3943 | -81.8715
Ontario | Front Line (Thames River I) | 40 | THM8 | 8 | 45 | 2000 | 82 | 78 | Enercon | E82-2.0 | 2009 | 42.3925 | -81.8692
Ontario | Front Line (Thames River I) | 40 | THM9 | 9 | 45 | 2000 | 82 | 78 | Enercon | E82-2.0 | 2009 | 42.3962 | -81.8657
Ontario | Front Line (Thames River I) | 40 | THM10 | 10 | 45 | 2000 | 82 | 78 | Enercon | E82-2.0 | 2009 | 42.3941 | -81.8629
Ontario | Ganaraska | 17.6 | GAR1 | 1 | 9 | 1880 | 92.5 | 100 | Senvion | MM92 | 2016 | 44.0043 | -78.5946 | Turbine derated from 2.05 MW
Ontario | Ganaraska | 17.6 | GAR2 | 2 | 9 | 1880 | 92.5 | 100 | Senvion | MM92 | 2016 | 44.0057 | -78.5909 | Turbine derated from 2.05 MW
Ontario | Ganaraska | 17.6 | GAR3 | 3 | 9 | 1880 | 92.5 | 100 | Senvion | MM92 | 2016 | 44.0058 | -78.5824 | Turbine derated from 2.05 MW
Ontario | Ganaraska | 17.6 | GAR4 | 4 | 9 | 1880 | 92.5 | 100 | Senvion | MM92 | 2016 | 44.008 | -78.5829 | Turbine derated from 2.05 MW
Ontario | Ganaraska | 17.6 | GAR5 | 5 | 9 | 1880 | 92.5 | 100 | Senvion | MM92 | 2016 | 44.01 | -78.5811 | Turbine derated from 2.05 MW
Ontario | Ganaraska | 17.6 | GAR6 | 6 | 9 | 2050 | 92.5 | 100 | Senvion | MM92 | 2016 | 44.0113 | -78.5766
Ontario | Ganaraska | 17.6 | GAR7 | 7 | 9 | 2050 | 92.5 | 100 | Senvion | MM92 | 2016 | 44.0094 | -78.576
Ontario | Ganaraska | 17.6 | GAR8 | 8 | 9 | 2050 | 92.5 | 100 | Senvion | MM92 | 2016 | 44.0076 | -78.578
Ontario | Ganaraska | 17.6 | GAR9 | 9 | 9 | 2050 | 92.5 | 100 | Senvion | MM92 | 2016 | 44.0133 | -78.5778
Ontario | Gesner | 10 | GES1 | 1 | 5 | 2000 | 97 | 90 | Gamesa | G97-2.0 | 2013 | 42.5189 | -81.7571
Ontario | Gesner | 10 | GES2 | 2 | 5 | 2000 | 97 | 90 | Gamesa | G97-2.0 | 2013 | 42.5225 | -81.7494
Ontario | Gesner | 10 | GES3 | 3 | 5 | 2000 | 97 | 90 | Gamesa | G97-2.0 | 2013 | 42.5254 | -81.745
Ontario | Gesner | 10 | GES4 | 4 | 5 | 2000 | 97 | 90 | Gamesa | G97-2.0 | 2013 | 42.5197 | -81.7372
Ontario | Gesner | 10 | GES5 | 5 | 5 | 2000 | 97 | 90 | Gamesa | G97-2.0 | 2013 | 42.5119 | -81.7353
Ontario | Gosfield | 50.6 | GOF1 | 1 | 22 | 2300 | 101 | 80 | Siemens | SWT 2.3-101 | 2010 | 42.1672 | -82.6688
Ontario | Gosfield | 50.6 | GOF2 | 2 | 22 | 2300 | 101 | 80 | Siemens | SWT 2.3-101 | 2010 | 42.1681 | -82.6804
Ontario | Gosfield | 50.6 | GOF3 | 3 | 22 | 2300 | 101 | 80 | Siemens | SWT 2.3-101 | 2010 | 42.1575 | -82.7166
Ontario | Gosfield | 50.6 | GOF4 | 4 | 22 | 2300 | 101 | 80 | Siemens | SWT 2.3-101 | 2010 | 42.1572 | -82.7089
Ontario | Gosfield | 50.6 | GOF5 | 5 | 22 | 2300 | 101 | 80 | Siemens | SWT 2.3-101 | 2010 | 42.1574 | -82.6984
Ontario | Gosfield | 50.6 | GOF6 | 6 | 22 | 2300 | 101 | 80 | Siemens | SWT 2.3-101 | 2010 | 42.1552 | -82.6741
Ontario | Gosfield | 50.6 | GOF7 | 7 | 22 | 2300 | 101 | 80 | Siemens | SWT 2.3-101 | 2010 | 42.1439 | -82.6676
Ontario | Gosfield | 50.6 | GOF8 | 8 | 22 | 2300 | 101 | 80 | Siemens | SWT 2.3-101 | 2010 | 42.1443 | -82.6838
Ontario | Gosfield | 50.6 | GOF9 | 9 | 22 | 2300 | 101 | 80 | Siemens | SWT 2.3-101 | 2010 | 42.145 | -82.6993
Ontario | Gosfield | 50.6 | GOF10 | 10 | 22 | 2300 | 101 | 80 | Siemens | SWT 2.3-101 | 2010 | 42.1439 | -82.7082
Ontario | Gosfield | 50.6 | GOF11 | 11 | 22 | 2300 | 101 | 80 | Siemens | SWT 2.3-101 | 2010 | 42.1436 | -82.7206
Ontario | Gosfield | 50.6 | GOF12 | 12 | 22 | 2300 | 101 | 80 | Siemens | SWT 2.3-101 | 2010 | 42.1318 | -82.7083
Ontario | Gosfield | 50.6 | GOF13 | 13 | 22 | 2300 | 101 | 80 | Siemens | SWT 2.3-101 | 2010 | 42.1304 | -82.6986
Ontario | Gosfield | 50.6 | GOF14 | 14 | 22 | 2300 | 101 | 80 | Siemens | SWT 2.3-101 | 2010 | 42.1264 | -82.6835
Ontario | Gosfield | 50.6 | GOF15 | 15 | 22 | 2300 | 101 | 80 | Siemens | SWT 2.3-101 | 2010 | 42.1305 | -82.6723
Ontario | Gosfield | 50.6 | GOF16 | 16 | 22 | 2300 | 101 | 80 | Siemens | SWT 2.3-101 | 2010 | 42.1303 | -82.6629
Ontario | Gosfield | 50.6 | GOF17 | 17 | 22 | 2300 | 101 | 80 | Siemens | SWT 2.3-101 | 2010 | 42.1288 | -82.6575
Ontario | Gosfield | 50.6 | GOF18 | 18 | 22 | 2300 | 101 | 80 | Siemens | SWT 2.3-101 | 2010 | 42.1186 | -82.6736
Ontario | Gosfield | 50.6 | GOF19 | 19 | 22 | 2300 | 101 | 80 | Siemens | SWT 2.3-101 | 2010 | 42.1193 | -82.68
Ontario | Gosfield | 50.6 | GOF20 | 20 | 22 | 2300 | 101 | 80 | Siemens | SWT 2.3-101 | 2010 | 42.12 | -82.7064
Ontario | Gosfield | 50.6 | GOF21 | 21 | 22 | 2300 | 101 | 80 | Siemens | SWT 2.3-101 | 2010 | 42.1053 | -82.7015
Ontario | Gosfield | 50.6 | GOF22 | 22 | 22 | 2300 | 101 | 80 | Siemens | SWT 2.3-101 | 2010 | 42.1063 | -82.6924
Ontario | Goshen Wind Energy | 102 | GOS1 | 1 | 63 | 1620 | 100 | 80 | General Electric | GE 1.6-100 | 2015 | 43.4029 | -81.611
Ontario | Goshen Wind Energy | 102 | GOS2 | 2 | 63 | 1620 | 100 | 80 | General Electric | GE 1.6-100 | 2015 | 43.3956 | -81.6111
Ontario | Goshen Wind Energy | 102 | GOS3 | 3 | 63 | 1620 | 100 | 80 | General Electric | GE 1.6-100 | 2015 | 43.3992 | -81.6045
Ontario | Goshen Wind Energy | 102 | GOS4 | 4 | 63 | 1620 | 100 | 80 | General Electric | GE 1.6-100 | 2015 | 43.3902 | -81.6092
Ontario | Goshen Wind Energy | 102 | GOS5 | 5 | 63 | 1620 | 100 | 80 | General Electric | GE 1.6-100 | 2015 | 43.3925 | -81.6014
Ontario | Goshen Wind Energy | 102 | GOS6 | 6 | 63 | 1620 | 100 | 80 | General Electric | GE 1.6-100 | 2015 | 43.3173 | -81.6726
Ontario | Goshen Wind Energy | 102 | GOS7 | 7 | 63 | 1620 | 100 | 80 | General Electric | GE 1.6-100 | 2015 | 43.3925 | -81.6331
Ontario | Goshen Wind Energy | 102 | GOS8 | 8 | 63 | 1620 | 100 | 80 | General Electric | GE 1.6-100 | 2015 | 43.3818 | -81.6537
Ontario | Goshen Wind Energy | 102 | GOS9 | 9 | 63 | 1620 | 100 | 80 | General Electric | GE 1.6-100 | 2015 | 43.3843 | -81.6349
Ontario | Goshen Wind Energy | 102 | GOS10 | 10 | 63 | 1620 | 100 | 80 | General Electric | GE 1.6-100 | 2015 | 43.3809 | -81.6268
Ontario | Goshen Wind Energy | 102 | GOS11 | 11 | 63 | 1620 | 100 | 80 | General Electric | GE 1.6-100 | 2015 | 43.3695 | -81.6561
Ontario | Goshen Wind Energy | 102 | GOS12 | 12 | 63 | 1620 | 100 | 80 | General Electric | GE 1.6-100 | 2015 | 43.3654 | -81.6309
Ontario | Goshen Wind Energy | 102 | GOS13 | 13 | 63 | 1620 | 100 | 80 | General Electric | GE 1.6-100 | 2015 | 43.355 | -81.6265
Ontario | Goshen Wind Energy | 102 | GOS14 | 14 | 63 | 1620 | 100 | 80 | General Electric | GE 1.6-100 | 2015 | 43.3572 | -81.5775
Ontario | Goshen Wind Energy | 102 | GOS15 | 15 | 63 | 1620 | 100 | 80 | General Electric | GE 1.6-100 | 2015 | 43.3474 | -81.5784
Ontario | Goshen Wind Energy | 102 | GOS16 | 16 | 63 | 1620 | 100 | 80 | General Electric | GE 1.6-100 | 2015 | 43.3489 | -81.5683
Ontario | Goshen Wind Energy | 102 | GOS17 | 17 | 63 | 1620 | 100 | 80 | General Electric | GE 1.6-100 | 2015 | 43.3421 | -81.5672
Ontario | Goshen Wind Energy | 102 | GOS18 | 18 | 63 | 1620 | 100 | 80 | General Electric | GE 1.6-100 | 2015 | 43.3324 | -81.5878
Ontario | Goshen Wind Energy | 102 | GOS19 | 19 | 63 | 1620 | 100 | 80 | General Electric | GE 1.6-100 | 2015 | 43.3239 | -81.585
Ontario | Goshen Wind Energy | 102 | GOS20 | 20 | 63 | 1620 | 100 | 80 | General Electric | GE 1.6-100 | 2015 | 43.3187 | -81.5874
Ontario | Goshen Wind Energy | 102 | GOS21 | 21 | 63 | 1620 | 100 | 80 | General Electric | GE 1.6-100 | 2015 | 43.3206 | -81.566
Ontario | Goshen Wind Energy | 102 | GOS22 | 22 | 63 | 1620 | 100 | 80 | General Electric | GE 1.6-100 | 2015 | 43.3112 | -81.5937
Ontario | Goshen Wind Energy | 102 | GOS23 | 23 | 63 | 1620 | 100 | 80 | General Electric | GE 1.6-100 | 2015 | 43.3105 | -81.5685
Ontario | Goshen Wind Energy | 102 | GOS24 | 24 | 63 | 1620 | 100 | 80 | General Electric | GE 1.6-100 | 2015 | 43.3064 | -81.558
Ontario | Goshen Wind Energy | 102 | GOS25 | 25 | 63 | 1620 | 100 | 80 | General Electric | GE 1.6-100 | 2015 | 43.2905 | -81.5542
Ontario | Goshen Wind Energy | 102 | GOS26 | 26 | 63 | 1620 | 100 | 80 | General Electric | GE 1.6-100 | 2015 | 43.2868 | -81.5595
Ontario | Goshen Wind Energy | 102 | GOS27 | 27 | 63 | 1620 | 100 | 80 | General Electric | GE 1.6-100 | 2015 | 43.2722 | -81.5767
Ontario | Goshen Wind Energy | 102 | GOS28 | 28 | 63 | 1620 | 100 | 80 | General Electric | GE 1.6-100 | 2015 | 43.2904 | -81.581
Ontario | Goshen Wind Energy | 102 | GOS29 | 29 | 63 | 1620 | 100 | 80 | General Electric | GE 1.6-100 | 2015 | 43.2892 | -81.5886
Ontario | Goshen Wind Energy | 102 | GOS30 | 30 | 63 | 1620 | 100 | 80 | General Electric | GE 1.6-100 | 2015 | 43.2845 | -81.5863
Ontario | Goshen Wind Energy | 102 | GOS31 | 31 | 63 | 1620 | 100 | 80 | General Electric | GE 1.6-100 | 2015 | 43.2804 | -81.6059
Ontario | Goshen Wind Energy | 102 | GOS32 | 32 | 63 | 1620 | 100 | 80 | General Electric | GE 1.6-100 | 2015 | 43.2743 | -81.6064
Ontario | Goshen Wind Energy | 102 | GOS33 | 33 | 63 | 1620 | 100 | 80 | General Electric | GE 1.6-100 | 2015 | 43.2669 | -81.6089
Ontario | Goshen Wind Energy | 102 | GOS34 | 34 | 63 | 1620 | 100 | 80 | General Electric | GE 1.6-100 | 2015 | 43.2671 | -81.6285
Ontario | Goshen Wind Energy | 102 | GOS35 | 35 | 63 | 1620 | 100 | 80 | General Electric | GE 1.6-100 | 2015 | 43.2749 | -81.6303
Ontario | Goshen Wind Energy | 102 | GOS36 | 36 | 63 | 1620 | 100 | 80 | General Electric | GE 1.6-100 | 2015 | 43.267 | -81.6531
Ontario | Goshen Wind Energy | 102 | GOS37 | 37 | 63 | 1620 | 100 | 80 | General Electric | GE 1.6-100 | 2015 | 43.2766 | -81.6532
Ontario | Goshen Wind Energy | 102 | GOS38 | 38 | 63 | 1620 | 100 | 80 | General Electric | GE 1.6-100 | 2015 | 43.2696 | -81.6639
Ontario | Goshen Wind Energy | 102 | GOS39 | 39 | 63 | 1620 | 100 | 80 | General Electric | GE 1.6-100 | 2015 | 43.275 | -81.6624
Ontario | Goshen Wind Energy | 102 | GOS40 | 40 | 63 | 1620 | 100 | 80 | General Electric | GE 1.6-100 | 2015 | 43.2802 | -81.6635
Ontario | Goshen Wind Energy | 102 | GOS41 | 41 | 63 | 1620 | 100 | 80 | General Electric | GE 1.6-100 | 2015 | 43.2677 | -81.7131
Ontario | Goshen Wind Energy | 102 | GOS42 | 42 | 63 | 1620 | 100 | 80 | General Electric | GE 1.6-100 | 2015 | 43.2638 | -81.7423
Ontario | Goshen Wind Energy | 102 | GOS43 | 43 | 63 | 1620 | 100 | 80 | General Electric | GE 1.6-100 | 2015 | 43.258 | -81.74
Ontario | Goshen Wind Energy | 102 | GOS44 | 44 | 63 | 1620 | 100 | 80 | General Electric | GE 1.6-100 | 2015 | 43.2499 | -81.7406
Ontario | Goshen Wind Energy | 102 | GOS45 | 45 | 63 | 1560 | 100 | 80 | General Electric | GE 1.56-100 | 2015 | 43.2452 | -81.7376
Ontario | Goshen Wind Energy | 102 | GOS46 | 46 | 63 | 1620 | 100 | 80 | General Electric | GE 1.6-100 | 2015 | 43.2383 | -81.7612
Ontario | Goshen Wind Energy | 102 | GOS47 | 47 | 63 | 1620 | 100 | 80 | General Electric | GE 1.6-100 | 2015 | 43.242 | -81.7668
Ontario | Goshen Wind Energy | 102 | GOS48 | 48 | 63 | 1620 | 100 | 80 | General Electric | GE 1.6-100 | 2015 | 43.2458 | -81.7727
Ontario | Goshen Wind Energy | 102 | GOS49 | 49 | 63 | 1620 | 100 | 80 | General Electric | GE 1.6-100 | 2015 | 43.2472 | -81.763
Ontario | Goshen Wind Energy | 102 | GOS50 | 50 | 63 | 1620 | 100 | 80 | General Electric | GE 1.6-100 | 2015 | 43.2509 | -81.77
Ontario | Goshen Wind Energy | 102 | GOS51 | 51 | 63 | 1620 | 100 | 80 | General Electric | GE 1.6-100 | 2015 | 43.2545 | -81.7642
Ontario | Goshen Wind Energy | 102 | GOS52 | 52 | 63 | 1620 | 100 | 80 | General Electric | GE 1.6-100 | 2015 | 43.2615 | -81.7628
Ontario | Goshen Wind Energy | 102 | GOS53 | 53 | 63 | 1620 | 100 | 80 | General Electric | GE 1.6-100 | 2015 | 43.2656 | -81.7589
Ontario | Goshen Wind Energy | 102 | GOS54 | 54 | 63 | 1620 | 100 | 80 | General Electric | GE 1.6-100 | 2015 | 43.2982 | -81.6143
Ontario | Goshen Wind Energy | 102 | GOS55 | 55 | 63 | 1620 | 100 | 80 | General Electric | GE 1.6-100 | 2015 | 43.294 | -81.6413
Ontario | Goshen Wind Energy | 102 | GOS56 | 56 | 63 | 1620 | 100 | 80 | General Electric | GE 1.6-100 | 2015 | 43.2914 | -81.6588
Ontario | Goshen Wind Energy | 102 | GOS57 | 57 | 63 | 1620 | 100 | 80 | General Electric | GE 1.6-100 | 2015 | 43.2975 | -81.6677
Ontario | Goshen Wind Energy | 102 | GOS58 | 58 | 63 | 1620 | 100 | 80 | General Electric | GE 1.6-100 | 2015 | 43.3021 | -81.6616
Ontario | Goshen Wind Energy | 102 | GOS59 | 59 | 63 | 1620 | 100 | 80 | General Electric | GE 1.6-100 | 2015 | 43.3063 | -81.6638
Ontario | Goshen Wind Energy | 102 | GOS60 | 60 | 63 | 1620 | 100 | 80 | General Electric | GE 1.6-100 | 2015 | 43.3121 | -81.647
Ontario | Goshen Wind Energy | 102 | GOS61 | 61 | 63 | 1620 | 100 | 80 | General Electric | GE 1.6-100 | 2015 | 43.3174 | -81.6435
Ontario | Goshen Wind Energy | 102 | GOS62 | 62 | 63 | 1620 | 100 | 80 | General Electric | GE 1.6-100 | 2015 | 43.3075 | -81.6702
Ontario | Goshen Wind Energy | 102 | GOS63 | 63 | 63 | 1620 | 100 | 80 | General Electric | GE 1.6-100 | 2015 | 43.3125 | -81.6714
Ontario | Goulais Wind Farm | 25.3 | GWF1 | 1 | 11 | 2300 | 113 | 99.5 | Siemens | SWT 2.3-113 | 2015 | 46.6553 | -84.3791
Ontario | Goulais Wind Farm | 25.3 | GWF2 | 2 | 11 | 2300 | 113 | 99.5 | Siemens | SWT 2.3-113 | 2015 | 46.6607 | -84.3824
Ontario | Goulais Wind Farm | 25.3 | GWF3 | 3 | 11 | 2300 | 113 | 99.5 | Siemens | SWT 2.3-113 | 2015 | 46.6628 | -84.3782
Ontario | Goulais Wind Farm | 25.3 | GWF4 | 4 | 11 | 2300 | 113 | 99.5 | Siemens | SWT 2.3-113 | 2015 | 46.6665 | -84.3763
Ontario | Goulais Wind Farm | 25.3 | GWF5 | 5 | 11 | 2300 | 113 | 99.5 | Siemens | SWT 2.3-113 | 2015 | 46.6667 | -84.3716
Ontario | Goulais Wind Farm | 25.3 | GWF6 | 6 | 11 | 2300 | 113 | 99.5 | Siemens | SWT 2.3-113 | 2015 | 46.6678 | -84.367
Ontario | Goulais Wind Farm | 25.3 | GWF7 | 7 | 11 | 2300 | 113 | 99.5 | Siemens | SWT 2.3-113 | 2015 | 46.672 | -84.3667
Ontario | Goulais Wind Farm | 25.3 | GWF8 | 8 | 11 | 2300 | 113 | 99.5 | Siemens | SWT 2.3-113 | 2015 | 46.6748 | -84.3664
Ontario | Goulais Wind Farm | 25.3 | GWF9 | 9 | 11 | 2300 | 113 | 99.5 | Siemens | SWT 2.3-113 | 2015 | 46.6777 | -84.3678
Ontario | Goulais Wind Farm | 25.3 | GWF10 | 10 | 11 | 2300 | 113 | 99.5 | Siemens | SWT 2.3-113 | 2015 | 46.6636 | -84.3613
Ontario | Goulais Wind Farm | 25.3 | GWF11 | 11 | 11 | 2300 | 113 | 99.5 | Siemens | SWT 2.3-113 | 2015 | 46.6633 | -84.3536
Ontario | Gracey (Thames River II) | 50 | THM21 | 21 | 45 | 2000 | 82 | 78 | Enercon | E82-2.0 | 2010 | 42.267 | -82.4991
Ontario | Gracey (Thames River II) | 50 | THM22 | 22 | 45 | 2000 | 82 | 78 | Enercon | E82-2.0 | 2010 | 42.2731 | -82.4975
Ontario | Gracey (Thames River II) | 50 | THM23 | 23 | 45 | 2000 | 82 | 78 | Enercon | E82-2.0 | 2010 | 42.2715 | -82.4932
Ontario | Gracey (Thames River II) | 50 | THM24 | 24 | 45 | 2000 | 82 | 78 | Enercon | E82-2.0 | 2010 | 42.2712 | -82.489
Ontario | Gracey (Thames River II) | 50 | THM25 | 25 | 45 | 2000 | 82 | 78 | Enercon | E82-2.0 | 2010 | 42.272 | -82.4843
Ontario | Grand Bend Wind Farm | 99.3 | GBW1 | 1 | 40 | 2483 | 113 | 99.5 | Siemens | SWT 3.0-113 | 2016 | 43.3188 | -81.734 | Turbine derated from 3.0 MW
Ontario | Grand Bend Wind Farm | 99.3 | GBW2 | 2 | 40 | 2483 | 113 | 99.5 | Siemens | SWT 3.0-113 | 2016 | 43.3225 | -81.7386 | Turbine derated from 3.0 MW
Ontario | Grand Bend Wind Farm | 99.3 | GBW3 | 3 | 40 | 2483 | 113 | 99.5 | Siemens | SWT 3.0-113 | 2016 | 43.3219 | -81.7335 | Turbine derated from 3.0 MW
Ontario | Grand Bend Wind Farm | 99.3 | GBW4 | 4 | 40 | 2483 | 113 | 99.5 | Siemens | SWT 3.0-113 | 2016 | 43.3249 | -81.7266 | Turbine derated from 3.0 MW
Ontario | Grand Bend Wind Farm | 99.3 | GBW5 | 5 | 40 | 2483 | 113 | 99.5 | Siemens | SWT 3.0-113 | 2016 | 43.3305 | -81.7203 | Turbine derated from 3.0 MW
Ontario | Grand Bend Wind Farm | 99.3 | GBW6 | 6 | 40 | 2483 | 113 | 99.5 | Siemens | SWT 3.0-113 | 2016 | 43.3331 | -81.7186 | Turbine derated from 3.0 MW
Ontario | Grand Bend Wind Farm | 99.3 | GBW7 | 7 | 40 | 2483 | 113 | 99.5 | Siemens | SWT 3.0-113 | 2016 | 43.3303 | -81.7126 | Turbine derated from 3.0 MW
Ontario | Grand Bend Wind Farm | 99.3 | GBW8 | 8 | 40 | 2483 | 113 | 99.5 | Siemens | SWT 3.0-113 | 2016 | 43.3444 | -81.7193 | Turbine derated from 3.0 MW
Ontario | Grand Bend Wind Farm | 99.3 | GBW9 | 9 | 40 | 2483 | 113 | 99.5 | Siemens | SWT 3.0-113 | 2016 | 43.347 | -81.7156 | Turbine derated from 3.0 MW
Ontario | Grand Bend Wind Farm | 99.3 | GBW10 | 10 | 40 | 2483 | 113 | 99.5 | Siemens | SWT 3.0-113 | 2016 | 43.3453 | -81.7109 | Turbine derated from 3.0 MW
Ontario | Grand Bend Wind Farm | 99.3 | GBW11 | 11 | 40 | 2483 | 113 | 99.5 | Siemens | SWT 3.0-113 | 2016 | 43.3522 | -81.7128 | Turbine derated from 3.0 MW
Ontario | Grand Bend Wind Farm | 99.3 | GBW12 | 12 | 40 | 2483 | 113 | 99.5 | Siemens | SWT 3.0-113 | 2016 | 43.3512 | -81.7075 | Turbine derated from 3.0 MW
Ontario | Grand Bend Wind Farm | 99.3 | GBW13 | 13 | 40 | 2483 | 113 | 99.5 | Siemens | SWT 3.0-113 | 2016 | 43.3555 | -81.7098 | Turbine derated from 3.0 MW
Ontario | Grand Bend Wind Farm | 99.3 | GBW14 | 14 | 40 | 2483 | 113 | 99.5 | Siemens | SWT 3.0-113 | 2016 | 43.3541 | -81.7058 | Turbine derated from 3.0 MW
Ontario | Grand Bend Wind Farm | 99.3 | GBW15 | 15 | 40 | 2483 | 113 | 99.5 | Siemens | SWT 3.0-113 | 2016 | 43.3607 | -81.6968 | Turbine derated from 3.0 MW
Ontario | Grand Bend Wind Farm | 99.3 | GBW16 | 16 | 40 | 2483 | 113 | 99.5 | Siemens | SWT 3.0-113 | 2016 | 43.3689 | -81.7034 | Turbine derated from 3.0 MW
Ontario | Grand Bend Wind Farm | 99.3 | GBW17 | 17 | 40 | 2483 | 113 | 99.5 | Siemens | SWT 3.0-113 | 2016 | 43.3721 | -81.7018 | Turbine derated from 3.0 MW
Ontario | Grand Bend Wind Farm | 99.3 | GBW18 | 18 | 40 | 2483 | 113 | 99.5 | Siemens | SWT 3.0-113 | 2016 | 43.3852 | -81.6996 | Turbine derated from 3.0 MW
Ontario | Grand Bend Wind Farm | 99.3 | GBW19 | 19 | 40 | 2483 | 113 | 99.5 | Siemens | SWT 3.0-113 | 2016 | 43.384 | -81.6959 | Turbine derated from 3.0 MW
Ontario | Grand Bend Wind Farm | 99.3 | GBW20 | 20 | 40 | 2483 | 113 | 99.5 | Siemens | SWT 3.0-113 | 2016 | 43.3884 | -81.6998 | Turbine derated from 3.0 MW
Ontario | Grand Bend Wind Farm | 99.3 | GBW21 | 21 | 40 | 2483 | 113 | 99.5 | Siemens | SWT 3.0-113 | 2016 | 43.3871 | -81.6915 | Turbine derated from 3.0 MW
Ontario | Grand Bend Wind Farm | 99.3 | GBW22 | 22 | 40 | 2483 | 113 | 99.5 | Siemens | SWT 3.0-113 | 2016 | 43.3922 | -81.6957 | Turbine derated from 3.0 MW
Ontario | Grand Bend Wind Farm | 99.3 | GBW23 | 23 | 40 | 2483 | 113 | 99.5 | Siemens | SWT 3.0-113 | 2016 | 43.3925 | -81.6918 | Turbine derated from 3.0 MW
Ontario | Grand Bend Wind Farm | 99.3 | GBW24 | 24 | 40 | 2483 | 113 | 99.5 | Siemens | SWT 3.0-113 | 2016 | 43.3944 | -81.6636 | Turbine derated from 3.0 MW
Ontario | Grand Bend Wind Farm | 99.3 | GBW25 | 25 | 40 | 2483 | 113 | 99.5 | Siemens | SWT 3.0-113 | 2016 | 43.3945 | -81.6556 | Turbine derated from 3.0 MW
Ontario | Grand Bend Wind Farm | 99.3 | GBW26 | 26 | 40 | 2483 | 113 | 99.5 | Siemens | SWT 3.0-113 | 2016 | 43.3989 | -81.6993 | Turbine derated from 3.0 MW
Ontario | Grand Bend Wind Farm | 99.3 | GBW27 | 27 | 40 | 2483 | 113 | 99.5 | Siemens | SWT 3.0-113 | 2016 | 43.3987 | -81.6951 | Turbine derated from 3.0 MW
Ontario | Grand Bend Wind Farm | 99.3 | GBW28 | 28 | 40 | 2483 | 113 | 99.5 | Siemens | SWT 3.0-113 | 2016 | 43.4193 | -81.6931 | Turbine derated from 3.0 MW
Ontario | Grand Bend Wind Farm | 99.3 | GBW29 | 29 | 40 | 2483 | 113 | 99.5 | Siemens | SWT 3.0-113 | 2016 | 43.4219 | -81.6943 | Turbine derated from 3.0 MW
Ontario | Grand Bend Wind Farm | 99.3 | GBW30 | 30 | 40 | 2483 | 113 | 99.5 | Siemens | SWT 3.0-113 | 2016 | 43.4228 | -81.6887 | Turbine derated from 3.0 MW
Ontario | Grand Bend Wind Farm | 99.3 | GBW31 | 31 | 40 | 2483 | 113 | 99.5 | Siemens | SWT 3.0-113 | 2016 | 43.4257 | -81.6919 | Turbine derated from 3.0 MW
Ontario | Grand Bend Wind Farm | 99.3 | GBW32 | 32 | 40 | 2483 | 113 | 99.5 | Siemens | SWT 3.0-113 | 2016 | 43.427 | -81.6878 | Turbine derated from 3.0 MW
Ontario | Grand Bend Wind Farm | 99.3 | GBW33 | 33 | 40 | 2483 | 113 | 99.5 | Siemens | SWT 3.0-113 | 2016 | 43.4298 | -81.6878 | Turbine derated from 3.0 MW
Ontario | Grand Bend Wind Farm | 99.3 | GBW34 | 34 | 40 | 2483 | 113 | 99.5 | Siemens | SWT 3.0-113 | 2016 | 43.4295 | -81.6956 | Turbine derated from 3.0 MW
Ontario | Grand Bend Wind Farm | 99.3 | GBW35 | 35 | 40 | 2483 | 113 | 99.5 | Siemens | SWT 3.0-113 | 2016 | 43.4331 | -81.6925 | Turbine derated from 3.0 MW
Ontario | Grand Bend Wind Farm | 99.3 | GBW36 | 36 | 40 | 2483 | 113 | 99.5 | Siemens | SWT 3.0-113 | 2016 | 43.4367 | -81.6916 | Turbine derated from 3.0 MW
Ontario | Grand Bend Wind Farm | 99.3 | GBW37 | 37 | 40 | 2483 | 113 | 99.5 | Siemens | SWT 3.0-113 | 2016 | 43.4396 | -81.6895 | Turbine derated from 3.0 MW
Ontario | Grand Bend Wind Farm | 99.3 | GBW38 | 38 | 40 | 2483 | 113 | 99.5 | Siemens | SWT 3.0-113 | 2016 | 43.4416 | -81.6688 | Turbine derated from 3.0 MW
Ontario | Grand Bend Wind Farm | 99.3 | GBW39 | 39 | 40 | 2483 | 113 | 99.5 | Siemens | SWT 3.0-113 | 2016 | 43.4577 | -81.6917 | Turbine derated from 3.0 MW
Ontario | Grand Bend Wind Farm | 99.3 | GBW40 | 40 | 40 | 2483 | 113 | 99.5 | Siemens | SWT 3.0-113 | 2016 | 43.4566 | -81.6876 | Turbine derated from 3.0 MW
Ontario | Grand Renewable Wind | 148.6 | GRW1 | 1 | 67 | 2221 | 101 | 99.5 | Siemens | SWT 2.3-101 | 2014 | 42.9474 | -79.9019 | Turbine derated from 2.3 MW
Ontario | Grand Renewable Wind | 148.6 | GRW2 | 2 | 67 | 2221 | 101 | 99.5 | Siemens | SWT 2.3-101 | 2014 | 42.9491 | -79.8968 | Turbine derated from 2.3 MW
Ontario | Grand Renewable Wind | 148.6 | GRW3 | 3 | 67 | 2221 | 101 | 99.5 | Siemens | SWT 2.3-101 | 2014 | 42.9285 | -79.9222 | Turbine derated from 2.3 MW
Ontario | Grand Renewable Wind | 148.6 | GRW4 | 4 | 67 | 2221 | 101 | 99.5 | Siemens | SWT 2.3-101 | 2014 | 42.9241 | -79.9158 | Turbine derated from 2.3 MW
Ontario | Grand Renewable Wind | 148.6 | GRW5 | 5 | 67 | 2221 | 101 | 99.5 | Siemens | SWT 2.3-101 | 2014 | 42.9326 | -79.8996 | Turbine derated from 2.3 MW
Ontario | Grand Renewable Wind | 148.6 | GRW6 | 6 | 67 | 2221 | 101 | 99.5 | Siemens | SWT 2.3-101 | 2014 | 42.9322 | -79.8961 | Turbine derated from 2.3 MW
Ontario | Grand Renewable Wind | 148.6 | GRW7 | 7 | 67 | 2221 | 101 | 99.5 | Siemens | SWT 2.3-101 | 2014 | 42.932 | -79.8922 | Turbine derated from 2.3 MW
Ontario | Grand Renewable Wind | 148.6 | GRW8 | 8 | 67 | 2221 | 101 | 99.5 | Siemens | SWT 2.3-101 | 2014 | 42.9136 | -79.8902 | Turbine derated from 2.3 MW
Ontario | Grand Renewable Wind | 148.6 | GRW9 | 9 | 67 | 2221 | 101 | 99.5 | Siemens | SWT 2.3-101 | 2014 | 42.9118 | -79.8828 | Turbine derated from 2.3 MW
Ontario | Grand Renewable Wind | 148.6 | GRW10 | 10 | 67 | 2221 | 101 | 99.5 | Siemens | SWT 2.3-101 | 2014 | 42.9174 | -79.8809 | Turbine derated from 2.3 MW
Ontario | Grand Renewable Wind | 148.6 | GRW11 | 11 | 67 | 2126 | 101 | 99.5 | Siemens | SWT 2.3-101 | 2014 | 42.9005 | -79.9007 | Turbine derated from 2.3 MW
Ontario | Grand Renewable Wind | 148.6 | GRW12 | 12 | 67 | 2221 | 101 | 99.5 | Siemens | SWT 2.3-101 | 2014 | 42.8952 | -79.8698 | Turbine derated from 2.3 MW
Ontario | Grand Renewable Wind | 148.6 | GRW13 | 13 | 67 | 2221 | 101 | 99.5 | Siemens | SWT 2.3-101 | 2014 | 42.8921 | -79.8662 | Turbine derated from 2.3 MW
Ontario | Grand Renewable Wind | 148.6 | GRW14 | 14 | 67 | 2221 | 101 | 99.5 | Siemens | SWT 2.3-101 | 2014 | 42.8963 | -79.8445 | Turbine derated from 2.3 MW
Ontario | Grand Renewable Wind | 148.6 | GRW15 | 15 | 67 | 2221 | 101 | 99.5 | Siemens | SWT 2.3-101 | 2014 | 42.9012 | -79.8471 | Turbine derated from 2.3 MW
Ontario | Grand Renewable Wind | 148.6 | GRW16 | 16 | 67 | 2221 | 101 | 99.5 | Siemens | SWT 2.3-101 | 2014 | 42.9111 | -79.8401 | Turbine derated from 2.3 MW
Ontario | Grand Renewable Wind | 148.6 | GRW17 | 17 | 67 | 2126 | 101 | 99.5 | Siemens | SWT 2.3-101 | 2014 | 42.8827 | -79.8491 | Turbine derated from 2.3 MW
Ontario | Grand Renewable Wind | 148.6 | GRW18 | 18 | 67 | 2221 | 101 | 99.5 | Siemens | SWT 2.3-101 | 2014 | 42.8991 | -79.7913 | Turbine derated from 2.3 MW
Ontario | Grand Renewable Wind | 148.6 | GRW19 | 19 | 67 | 2221 | 101 | 99.5 | Siemens | SWT 2.3-101 | 2014 | 42.8985 | -79.7856 | Turbine derated from 2.3 MW
Ontario | Grand Renewable Wind | 148.6 | GRW20 | 20 | 67 | 2221 | 101 | 99.5 | Siemens | SWT 2.3-101 | 2014 | 42.9001 | -79.7755 | Turbine derated from 2.3 MW
Ontario | Grand Renewable Wind | 148.6 | GRW21 | 21 | 67 | 2221 | 101 | 99.5 | Siemens | SWT 2.3-101 | 2014 | 42.8991 | -79.7704 | Turbine derated from 2.3 MW
Ontario | Grand Renewable Wind | 148.6 | GRW22 | 22 | 67 | 2221 | 101 | 99.5 | Siemens | SWT 2.3-101 | 2014 | 42.9083 | -79.7534 | Turbine derated from 2.3 MW
Ontario | Grand Renewable Wind | 148.6 | GRW23 | 23 | 67 | 2221 | 101 | 99.5 | Siemens | SWT 2.3-101 | 2014 | 42.8774 | -79.7922 | Turbine derated from 2.3 MW
Ontario | Grand Renewable Wind | 148.6 | GRW24 | 24 | 67 | 2221 | 101 | 99.5 | Siemens | SWT 2.3-101 | 2014 | 42.8809 | -79.7879 | Turbine derated from 2.3 MW
Ontario | Grand Renewable Wind | 148.6 | GRW25 | 25 | 67 | 2221 | 101 | 99.5 | Siemens | SWT 2.3-101 | 2014 | 42.8823 | -79.7817 | Turbine derated from 2.3 MW
Ontario | Grand Renewable Wind | 148.6 | GRW26 | 26 | 67 | 2221 | 101 | 99.5 | Siemens | SWT 2.3-101 | 2014 | 42.878 | -79.7791 | Turbine derated from 2.3 MW
Ontario | Grand Renewable Wind | 148.6 | GRW27 | 27 | 67 | 2221 | 101 | 99.5 | Siemens | SWT 2.3-101 | 2014 | 42.8811 | -79.7718 | Turbine derated from 2.3 MW
Ontario | Grand Renewable Wind | 148.6 | GRW28 | 28 | 67 | 2221 | 101 | 99.5 | Siemens | SWT 2.3-101 | 2014 | 42.8856 | -79.7496 | Turbine derated from 2.3 MW
Ontario | Grand Renewable Wind | 148.6 | GRW29 | 29 | 67 | 2221 | 101 | 99.5 | Siemens | SWT 2.3-101 | 2014 | 42.887 | -79.7451 | Turbine derated from 2.3 MW
Ontario | Grand Renewable Wind | 148.6 | GRW30 | 30 | 67 | 2221 | 101 | 99.5 | Siemens | SWT 2.3-101 | 2014 | 42.8908 | -79.7436 | Turbine derated from 2.3 MW
Ontario | Grand Renewable Wind | 148.6 | GRW31 | 31 | 67 | 2221 | 101 | 99.5 | Siemens | SWT 2.3-101 | 2014 | 42.8923 | -79.7401 | Turbine derated from 2.3 MW
Ontario | Grand Renewable Wind | 148.6 | GRW32 | 32 | 67 | 2221 | 101 | 99.5 | Siemens | SWT 2.3-101 | 2014 | 42.8901 | -79.728 | Turbine derated from 2.3 MW
Ontario | Grand Renewable Wind | 148.6 | GRW33 | 33 | 67 | 2221 | 101 | 99.5 | Siemens | SWT 2.3-101 | 2014 | 42.8919 | -79.7234 | Turbine derated from 2.3 MW
Ontario | Grand Renewable Wind | 148.6 | GRW34 | 34 | 67 | 2221 | 101 | 99.5 | Siemens | SWT 2.3-101 | 2014 | 42.8956 | -79.7265 | Turbine derated from 2.3 MW
Ontario | Grand Renewable Wind | 148.6 | GRW35 | 35 | 67 | 2221 | 101 | 99.5 | Siemens | SWT 2.3-101 | 2014 | 42.8996 | -79.7172 | Turbine derated from 2.3 MW
Ontario | Grand Renewable Wind | 148.6 | GRW36 | 36 | 67 | 2221 | 101 | 99.5 | Siemens | SWT 2.3-101 | 2014 | 42.9065 | -79.6936 | Turbine derated from 2.3 MW
Ontario | Grand Renewable Wind | 148.6 | GRW37 | 37 | 67 | 2221 | 101 | 99.5 | Siemens | SWT 2.3-101 | 2014 | 42.8658 | -79.774 | Turbine derated from 2.3 MW
Ontario | Grand Renewable Wind | 148.6 | GRW38 | 38 | 67 | 2221 | 101 | 99.5 | Siemens | SWT 2.3-101 | 2014 | 42.8695 | -79.7576 | Turbine derated from 2.3 MW
Ontario | Grand Renewable Wind | 148.6 | GRW39 | 39 | 67 | 2221 | 101 | 99.5 | Siemens | SWT 2.3-101 | 2014 | 42.8779 | -79.7331 | Turbine derated from 2.3 MW
Ontario | Grand Renewable Wind | 148.6 | GRW40 | 40 | 67 | 2221 | 101 | 99.5 | Siemens | SWT 2.3-101 | 2014 | 42.8891 | -79.6974 | Turbine derated from 2.3 MW
Ontario | Grand Renewable Wind | 148.6 | GRW41 | 41 | 67 | 2221 | 101 | 99.5 | Siemens | SWT 2.3-101 | 2014 | 42.8912 | -79.6902 | Turbine derated from 2.3 MW
Ontario | Grand Renewable Wind | 148.6 | GRW42 | 42 | 67 | 2221 | 101 | 99.5 | Siemens | SWT 2.3-101 | 2014 | 42.8899 | -79.6825 | Turbine derated from 2.3 MW
Ontario | Grand Renewable Wind | 148.6 | GRW43 | 43 | 67 | 2221 | 101 | 99.5 | Siemens | SWT 2.3-101 | 2014 | 42.8928 | -79.6747 | Turbine derated from 2.3 MW
Ontario | Grand Renewable Wind | 148.6 | GRW44 | 44 | 67 | 2221 | 101 | 99.5 | Siemens | SWT 2.3-101 | 2014 | 42.8925 | -79.6682 | Turbine derated from 2.3 MW
Ontario | Grand Renewable Wind | 148.6 | GRW45 | 45 | 67 | 2221 | 101 | 99.5 | Siemens | SWT 2.3-101 | 2014 | 42.8931 | -79.664 | Turbine derated from 2.3 MW
Ontario | Grand Renewable Wind | 148.6 | GRW46 | 46 | 67 | 2221 | 101 | 99.5 | Siemens | SWT 2.3-101 | 2014 | 42.8505 | -79.7728 | Turbine derated from 2.3 MW
Ontario | Grand Renewable Wind | 148.6 | GRW47 | 47 | 67 | 2221 | 101 | 99.5 | Siemens | SWT 2.3-101 | 2014 | 42.8508 | -79.7545 | Turbine derated from 2.3 MW
Ontario | Grand Renewable Wind | 148.6 | GRW48 | 48 | 67 | 2221 | 101 | 99.5 | Siemens | SWT 2.3-101 | 2014 | 42.857 | -79.7421 | Turbine derated from 2.3 MW
Ontario | Grand Renewable Wind | 148.6 | GRW49 | 49 | 67 | 2221 | 101 | 99.5 | Siemens | SWT 2.3-101 | 2014 | 42.8616 | -79.7431 | Turbine derated from 2.3 MW
Ontario | Grand Renewable Wind | 148.6 | GRW50 | 50 | 67 | 2221 | 101 | 99.5 | Siemens | SWT 2.3-101 | 2014 | 42.8677 | -79.7164 | Turbine derated from 2.3 MW
Ontario | Grand Renewable Wind | 148.6 | GRW51 | 51 | 67 | 2221 | 101 | 99.5 | Siemens | SWT 2.3-101 | 2014 | 42.8644 | -79.7141 | Turbine derated from 2.3 MW
Ontario | Grand Renewable Wind | 148.6 | GRW52 | 52 | 67 | 2221 | 101 | 99.5 | Siemens | SWT 2.3-101 | 2014 | 42.8704 | -79.696 | Turbine derated from 2.3 MW
Ontario | Grand Renewable Wind | 148.6 | GRW53 | 53 | 67 | 2221 | 101 | 99.5 | Siemens | SWT 2.3-101 | 2014 | 42.871 | -79.691 | Turbine derated from 2.3 MW
Ontario | Grand Renewable Wind | 148.6 | GRW54 | 54 | 67 | 2221 | 101 | 99.5 | Siemens | SWT 2.3-101 | 2014 | 42.8722 | -79.6843 | Turbine derated from 2.3 MW
Ontario | Grand Renewable Wind | 148.6 | GRW55 | 55 | 67 | 2221 | 101 | 99.5 | Siemens | SWT 2.3-101 | 2014 | 42.8661 | -79.6908 | Turbine derated from 2.3 MW
Ontario | Grand Renewable Wind | 148.6 | GRW56 | 56 | 67 | 2221 | 101 | 99.5 | Siemens | SWT 2.3-101 | 2014 | 42.8658 | -79.6868 | Turbine derated from 2.3 MW
Ontario | Grand Renewable Wind | 148.6 | GRW57 | 57 | 67 | 2221 | 101 | 99.5 | Siemens | SWT 2.3-101 | 2014 | 42.8622 | -79.6858 | Turbine derated from 2.3 MW
Ontario | Grand Renewable Wind | 148.6 | GRW58 | 58 | 67 | 2221 | 101 | 99.5 | Siemens | SWT 2.3-101 | 2014 | 42.876 | -79.6717 | Turbine derated from 2.3 MW
Ontario | Grand Renewable Wind | 148.6 | GRW59 | 59 | 67 | 2221 | 101 | 99.5 | Siemens | SWT 2.3-101 | 2014 | 42.8706 | -79.6352 | Turbine derated from 2.3 MW
Ontario | Grand Renewable Wind | 148.6 | GRW60 | 60 | 67 | 2221 | 101 | 99.5 | Siemens | SWT 2.3-101 | 2014 | 42.8706 | -79.6319 | Turbine derated from 2.3 MW
Ontario | Grand Renewable Wind | 148.6 | GRW61 | 61 | 67 | 2221 | 101 | 99.5 | Siemens | SWT 2.3-101 | 2014 | 42.8726 | -79.626 | Turbine derated from 2.3 MW
Ontario | Grand Renewable Wind | 148.6 | GRW62 | 62 | 67 | 2221 | 101 | 99.5 | Siemens | SWT 2.3-101 | 2014 | 42.8766 | -79.6 | Turbine derated from 2.3 MW
Ontario | Grand Renewable Wind | 148.6 | GRW63 | 63 | 67 | 2221 | 101 | 99.5 | Siemens | SWT 2.3-101 | 2014 | 42.8772 | -79.5959 | Turbine derated from 2.3 MW
Ontario | Grand Renewable Wind | 148.6 | GRW64 | 64 | 67 | 2221 | 101 | 99.5 | Siemens | SWT 2.3-101 | 2014 | 42.8732 | -79.6003 | Turbine derated from 2.3 MW
Ontario | Grand Renewable Wind | 148.6 | GRW65 | 65 | 67 | 2221 | 101 | 99.5 | Siemens | SWT 2.3-101 | 2014 | 42.8738 | -79.595 | Turbine derated from 2.3 MW
Ontario | Grand Renewable Wind | 148.6 | GRW66 | 66 | 67 | 2221 | 101 | 99.5 | Siemens | SWT 2.3-101 | 2014 | 42.8696 | -79.5957 | Turbine derated from 2.3 MW
Ontario | Grand Renewable Wind | 148.6 | GRW67 | 67 | 67 | 2221 | 101 | 99.5 | Siemens | SWT 2.3-101 | 2014 | 42.8706 | -79.5922 | Turbine derated from 2.3 MW
Ontario | Grand Valley | 59.86 | GVA1 | 1 | 25 | 2221 | 101 | 80 | Siemens | SWT 2.3-101 | 2012 | 44.0367 | -80.3611 | Turbine derated from 2.3 MW
Ontario | Grand Valley | 59.86 | GVA2 | 2 | 25 | 2221 | 101 | 80 | Siemens | SWT 2.3-101 | 2012 | 44.0329 | -80.3607 | Turbine derated from 2.3 MW
Ontario | Grand Valley | 59.86 | GVA3 | 3 | 25 | 2221 | 101 | 80 | Siemens | SWT 2.3-101 | 2012 | 44.0121 | -80.3586 | Turbine derated from 2.3 MW
Ontario | Grand Valley | 59.86 | GVA4 | 4 | 25 | 2221 | 101 | 80 | Siemens | SWT 2.3-101 | 2012 | 44.0065 | -80.3556 | Turbine derated from 2.3 MW
Ontario | Grand Valley | 59.86 | GVA5 | 5 | 25 | 2126 | 101 | 80 | Siemens | SWT 2.3-101 | 2012 | 43.9544 | -80.3164 | Turbine derated from 2.3 MW
Ontario | Grand Valley | 59.86 | GVA6 | 6 | 25 | 2126 | 101 | 80 | Siemens | SWT 2.3-101 | 2012 | 43.9541 | -80.3216 | Turbine derated from 2.3 MW
Ontario | Grand Valley | 59.86 | GVA7 | 7 | 25 | 2221 | 101 | 80 | Siemens | SWT 2.3-101 | 2012 | 43.9626 | -80.3445 | Turbine derated from 2.3 MW
Ontario | Grand Valley | 59.86 | GVA8 | 8 | 25 | 2221 | 101 | 80 | Siemens | SWT 2.3-101 | 2012 | 43.9597 | -80.3439 | Turbine derated from 2.3 MW
Ontario | Grand Valley | 59.86 | GVA9 | 9 | 25 | 2221 | 101 | 80 | Siemens | SWT 2.3-101 | 2012 | 43.9617 | -80.3367 | Turbine derated from 2.3 MW
Ontario | Grand Valley | 59.86 | GVA10 | 10 | 25 | 2648 | 113 | 99.5 | Siemens | SWT 3.2-113 | 2015 | 44.0127 | -80.4243 | Turbine derated from 3.2 MW
Ontario | Grand Valley | 59.86 | GVA11 | 11 | 25 | 2648 | 113 | 99.5 | Siemens | SWT 3.2-113 | 2015 | 44.008 | -80.424 | Turbine derated from 3.2 MW
Ontario | Grand Valley | 59.86 | GVA12 | 12 | 25 | 2483 | 113 | 99.5 | Siemens | SWT 3.2-113 | 2015 | 44.0057 | -80.3991 | Turbine derated from 3.2 MW
Ontario | Grand Valley | 59.86 | GVA13 | 13 | 25 | 2483 | 113 | 99.5 | Siemens | SWT 3.2-113 | 2015 | 44.0014 | -80.3978 | Turbine derated from 3.2 MW
Ontario | Grand Valley | 59.86 | GVA14 | 14 | 25 | 2483 | 113 | 99.5 | Siemens | SWT 3.2-113 | 2015 | 43.9811 | -80.3403 | Turbine derated from 3.2 MW
Ontario | Grand Valley | 59.86 | GVA15 | 15 | 25 | 2483 | 113 | 99.5 | Siemens | SWT 3.2-113 | 2015 | 43.9834 | -80.3255 | Turbine derated from 3.2 MW
Ontario | Grand Valley | 59.86 | GVA16 | 16 | 25 | 2483 | 113 | 99.5 | Siemens | SWT 3.2-113 | 2015 | 43.9788 | -80.3248 | Turbine derated from 3.2 MW
Ontario | Grand Valley | 59.86 | GVA17 | 17 | 25 | 2483 | 113 | 99.5 | Siemens | SWT 3.2-113 | 2015 | 43.98 | -80.3104 | Turbine derated from 3.2 MW
Ontario | Grand Valley | 59.86 | GVA18 | 18 | 25 | 2483 | 113 | 99.5 | Siemens | SWT 3.2-113 | 2015 | 43.8911 | -80.3721 | Turbine derated from 3.2 MW
Ontario | Grand Valley | 59.86 | GVA19 | 19 | 25 | 2483 | 113 | 99.5 | Siemens | SWT 3.2-113 | 2015 | 43.8954 | -80.3752 | Turbine derated from 3.2 MW
Ontario | Grand Valley | 59.86 | GVA20 | 20 | 25 | 2483 | 113 | 99.5 | Siemens | SWT 3.2-113 | 2015 | 43.895 | -80.3682 | Turbine derated from 3.2 MW
Ontario | Grand Valley | 59.86 | GVA21 | 21 | 25 | 2483 | 113 | 99.5 | Siemens | SWT 3.2-113 | 2015 | 43.9062 | -80.3669 | Turbine derated from 3.2 MW
Ontario | Grand Valley | 59.86 | GVA22 | 22 | 25 | 2483 | 113 | 99.5 | Siemens | SWT 3.2-113 | 2015 | 43.9081 | -80.3583 | Turbine derated from 3.2 MW
Ontario | Grand Valley | 59.86 | GVA23 | 23 | 25 | 2483 | 113 | 99.5 | Siemens | SWT 3.2-113 | 2015 | 43.9217 | -80.3571 | Turbine derated from 3.2 MW
Ontario | Grand Valley | 59.86 | GVA24 | 24 | 25 | 2483 | 113 | 99.5 | Siemens | SWT 3.2-113 | 2015 | 43.9291 | -80.3436 | Turbine derated from 3.2 MW
Ontario | Grand Valley | 59.86 | GVA25 | 25 | 25 | 2483 | 113 | 99.5 | Siemens | SWT 3.2-113 | 2015 | 43.9233 | -80.3412 | Turbine derated from 3.2 MW
Ontario | Greenwich Renewable Energy Project | 98.9 | GRE1 | 1 | 43 | 2300 | 101 | 80 | Siemens | SWT 2.3-101 | 2011 | 48.79 | -88.8387
Ontario | Greenwich Renewable Energy Project | 98.9 | GRE2 | 2 | 43 | 2300 | 101 | 80 | Siemens | SWT 2.3-101 | 2011 | 48.7901 | -88.834
Ontario | Greenwich Renewable Energy Project | 98.9 | GRE3 | 3 | 43 | 2300 | 101 | 80 | Siemens | SWT 2.3-101 | 2011 | 48.7913 | -88.8295
Ontario | Greenwich Renewable Energy Project | 98.9 | GRE4 | 4 | 43 | 2300 | 101 | 80 | Siemens | SWT 2.3-101 | 2011 | 48.7936 | -88.8254
Ontario | Greenwich Renewable Energy Project | 98.9 | GRE5 | 5 | 43 | 2300 | 101 | 80 | Siemens | SWT 2.3-101 | 2011 | 48.7938 | -88.8175
Ontario | Greenwich Renewable Energy Project | 98.9 | GRE6 | 6 | 43 | 2300 | 101 | 80 | Siemens | SWT 2.3-101 | 2011 | 48.7956 | -88.8142
Ontario | Greenwich Renewable Energy Project | 98.9 | GRE7 | 7 | 43 | 2300 | 101 | 80 | Siemens | SWT 2.3-101 | 2011 | 48.7926 | -88.8036
Ontario | Greenwich Renewable Energy Project | 98.9 | GRE8 | 8 | 43 | 2300 | 101 | 80 | Siemens | SWT 2.3-101 | 2011 | 48.796 | -88.795
Ontario | Greenwich Renewable Energy Project | 98.9 | GRE9 | 9 | 43 | 2300 | 101 | 80 | Siemens | SWT 2.3-101 | 2011 | 48.798 | -88.7912
Ontario | Greenwich Renewable Energy Project | 98.9 | GRE10 | 10 | 43 | 2300 | 101 | 80 | Siemens | SWT 2.3-101 | 2011 | 48.8005 | -88.7857
Ontario | Greenwich Renewable Energy Project | 98.9 | GRE11 | 11 | 43 | 2300 | 101 | 80 | Siemens | SWT 2.3-101 | 2011 | 48.7617 | -88.8307
Ontario | Greenwich Renewable Energy Project | 98.9 | GRE12 | 12 | 43 | 2300 | 101 | 80 | Siemens | SWT 2.3-101 | 2011 | 48.7634 | -88.8264
Ontario | Greenwich Renewable Energy Project | 98.9 | GRE13 | 13 | 43 | 2300 | 101 | 80 | Siemens | SWT 2.3-101 | 2011 | 48.7651 | -88.8224
Ontario | Greenwich Renewable Energy Project | 98.9 | GRE14 | 14 | 43 | 2300 | 101 | 80 | Siemens | SWT 2.3-101 | 2011 | 48.7623 | -88.8101
Ontario | Greenwich Renewable Energy Project | 98.9 | GRE15 | 15 | 43 | 2300 | 101 | 80 | Siemens | SWT 2.3-101 | 2011 | 48.7638 | -88.806
Ontario | Greenwich Renewable Energy Project | 98.9 | GRE16 | 16 | 43 | 2300 | 101 | 80 | Siemens | SWT 2.3-101 | 2011 | 48.7632 | -88.7951
Ontario | Greenwich Renewable Energy Project | 98.9 | GRE17 | 17 | 43 | 2300 | 101 | 80 | Siemens | SWT 2.3-101 | 2011 | 48.7509 | -88.8258
Ontario | Greenwich Renewable Energy Project | 98.9 | GRE18 | 18 | 43 | 2300 | 101 | 80 | Siemens | SWT 2.3-101 | 2011 | 48.7522 | -88.8211
Ontario | Greenwich Renewable Energy Project | 98.9 | GRE19 | 19 | 43 | 2300 | 101 | 80 | Siemens | SWT 2.3-101 | 2011 | 48.7541 | -88.8178
Ontario | Greenwich Renewable Energy Project | 98.9 | GRE20 | 20 | 43 | 2300 | 101 | 80 | Siemens | SWT 2.3-101 | 2011 | 48.7555 | -88.8133
Ontario | Greenwich Renewable Energy Project | 98.9 | GRE21 | 21 | 43 | 2300 | 101 | 80 | Siemens | SWT 2.3-101 | 2011 | 48.7346 | -88.841
Ontario | Greenwich Renewable Energy Project | 98.9 | GRE22 | 22 | 43 | 2300 | 101 | 80 | Siemens | SWT 2.3-101 | 2011 | 48.738 | -88.838
Ontario | Greenwich Renewable Energy Project | 98.9 | GRE23 | 23 | 43 | 2300 | 101 | 80 | Siemens | SWT 2.3-101 | 2011 | 48.7401 | -88.8338
Ontario | Greenwich Renewable Energy Project | 98.9 | GRE24 | 24 | 43 | 2300 | 101 | 80 | Siemens | SWT 2.3-101 | 2011 | 48.7393 | -88.8269
Ontario | Greenwich Renewable Energy Project | 98.9 | GRE25 | 25 | 43 | 2300 | 101 | 80 | Siemens | SWT 2.3-101 | 2011 | 48.7901 | -88.7724
Ontario | Greenwich Renewable Energy Project | 98.9 | GRE26 | 26 | 43 | 2300 | 101 | 80 | Siemens | SWT 2.3-101 | 2011 | 48.7881 | -88.7761
Ontario | Greenwich Renewable Energy Project | 98.9 | GRE27 | 27 | 43 | 2300 | 101 | 80 | Siemens | SWT 2.3-101 | 2011 | 48.778 | -88.7743
Ontario | Greenwich Renewable Energy Project | 98.9 | GRE28 | 28 | 43 | 2300 | 101 | 80 | Siemens | SWT 2.3-101 | 2011 | 48.7765 | -88.7785
Ontario | Greenwich Renewable Energy Project | 98.9 | GRE29 | 29 | 43 | 2300 | 101 | 80 | Siemens | SWT 2.3-101 | 2011 | 48.7674 | -88.7801
Ontario | Greenwich Renewable Energy Project | 98.9 | GRE30 | 30 | 43 | 2300 | 101 | 80 | Siemens | SWT 2.3-101 | 2011 | 48.7649 | -88.7842
Ontario | Greenwich Renewable Energy Project | 98.9 | GRE31 | 31 | 43 | 2300 | 101 | 80 | Siemens | SWT 2.3-101 | 2011 | 48.7692 | -88.766
Ontario | Greenwich Renewable Energy Project | 98.9 | GRE32 | 32 | 43 | 2300 | 101 | 80 | Siemens | SWT 2.3-101 | 2011 | 48.7664 | -88.7693
Ontario | Greenwich Renewable Energy Project | 98.9 | GRE33 | 33 | 43 | 2300 | 101 | 80 | Siemens | SWT 2.3-101 | 2011 | 48.7769 | -88.7501
Ontario | Greenwich Renewable Energy Project | 98.9 | GRE34 | 34 | 43 | 2300 | 101 | 80 | Siemens | SWT 2.3-101 | 2011 | 48.7753 | -88.7541
Ontario | Greenwich Renewable Energy Project | 98.9 | GRE35 | 35 | 43 | 2300 | 101 | 80 | Siemens | SWT 2.3-101 | 2011 | 48.7692 | -88.7441
Ontario | Greenwich Renewable Energy Project | 98.9 | GRE36 | 36 | 43 | 2300 | 101 | 80 | Siemens | SWT 2.3-101 | 2011 | 48.7707 | -88.7397
Ontario | Greenwich Renewable Energy Project | 98.9 | GRE37 | 37 | 43 | 2300 | 101 | 80 | Siemens | SWT 2.3-101 | 2011 | 48.7722 | -88.7357
Ontario | Greenwich Renewable Energy Project | 98.9 | GRE38 | 38 | 43 | 2300 | 101 | 80 | Siemens | SWT 2.3-101 | 2011 | 48.7724 | -88.7273
Ontario | Greenwich Renewable Energy Project | 98.9 | GRE39 | 39 | 43 | 2300 | 101 | 80 | Siemens | SWT 2.3-101 | 2011 | 48.7457 | -88.736
Ontario | Greenwich Renewable Energy Project | 98.9 | GRE40 | 40 | 43 | 2300 | 101 | 80 | Siemens | SWT 2.3-101 | 2011 | 48.7436 | -88.7396
Ontario | Greenwich Renewable Energy Project | 98.9 | GRE41 | 41 | 43 | 2300 | 101 | 80 | Siemens | SWT 2.3-101 | 2011 | 48.7451 | -88.7208
Ontario | Greenwich Renewable Energy Project | 98.9 | GRE42 | 42 | 43 | 2300 | 101 | 80 | Siemens | SWT 2.3-101 | 2011 | 48.7467 | -88.7163
Ontario | Greenwich Renewable Energy Project | 98.9 | GRE43 | 43 | 43 | 2300 | 101 | 80 | Siemens | SWT 2.3-101 | 2011 | 48.7484 | -88.7067
Ontario | Grey Highlands Clean Energy | 18.45 | GHC1 | 1 | 9 | 2050 | 92.5 | 100 | Senvion | MM92 | 2016 | 44.2847 | -80.3582
Ontario | Grey Highlands Clean Energy | 18.45 | GHC2 | 2 | 9 | 2050 | 92.5 | 100 | Senvion | MM92 | 2016 | 44.2862 | -80.3543
Ontario | Grey Highlands Clean Energy | 18.45 | GHC3 | 3 | 9 | 2050 | 92.5 | 100 | Senvion | MM92 | 2016 | 44.2892 | -80.3547
Ontario | Grey Highlands Clean Energy | 18.45 | GHC4 | 4 | 9 | 2050 | 92.5 | 100 | Senvion | MM92 | 2016 | 44.2992 | -80.3195
Ontario | Grey Highlands Clean Energy | 18.45 | GHC5 | 5 | 9 | 2050 | 92.5 | 100 | Senvion | MM92 | 2016 | 44.3133 | -80.3158
Ontario | Grey Highlands Clean Energy | 18.45 | GHC6 | 6 | 9 | 2050 | 92.5 | 100 | Senvion | MM92 | 2016 | 44.3204 | -80.3176
Ontario | Grey Highlands Clean Energy | 18.45 | GHC7 | 7 | 9 | 2050 | 92.5 | 100 | Senvion | MM92 | 2016 | 44.3295 | -80.3302
Ontario | Grey Highlands Clean Energy | 18.45 | GHC8 | 8 | 9 | 2050 | 92.5 | 100 | Senvion | MM92 | 2016 | 44.3319 | -80.3236
Ontario | Grey Highlands Clean Energy | 18.45 | GHC9 | 9 | 9 | 2050 | 92.5 | 100 | Senvion | MM92 | 2016 | 44.3332 | -80.3156
Ontario | Grey Highlands Zero Emissions People | 10 | ZEP1 | 1 | 5 | 2000 | 92.5 | 100 | Senvion | MM92 | 2016 | 44.3245 | -80.2956
Ontario | Grey Highlands Zero Emissions People | 10 | ZEP2 | 2 | 5 | 2000 | 92.5 | 100 | Senvion | MM92 | 2016 | 44.3224 | -80.2973
Ontario | Grey Highlands Zero Emissions People | 10 | ZEP3 | 3 | 5 | 2000 | 92.5 | 100 | Senvion | MM92 | 2016 | 44.3197 | -80.298
Ontario | Grey Highlands Zero Emissions People | 10 | ZEP4 | 4 | 5 | 2000 | 92.5 | 100 | Senvion | MM92 | 2016 | 44.3177 | -80.298
Ontario | Grey Highlands Zero Emissions People | 10 | ZEP5 | 5 | 5 | 2000 | 92.5 | 100 | Senvion | MM92 | 2016 | 44.3224 | -80.2771
Ontario | Gunn's Hill | 18 | GUN1 | 1 | 10 | 1800 | 92.5 | 100 | Senvion | MM92 | 2016 | 43.082 | -80.714 | Turbine derated from 2.05 MW
Ontario | Gunn's Hill | 18 | GUN2 | 2 | 10 | 1800 | 92.5 | 100 | Senvion | MM92 | 2016 | 43.0842 | -80.7076 | Turbine derated from 2.05 MW
Ontario | Gunn's Hill | 18 | GUN3 | 3 | 10 | 1800 | 92.5 | 100 | Senvion | MM92 | 2016 | 43.0814 | -80.7067 | Turbine derated from 2.05 MW
Ontario | Gunn's Hill | 18 | GUN4 | 4 | 10 | 1800 | 92.5 | 100 | Senvion | MM92 | 2016 | 43.0848 | -80.6727 | Turbine derated from 2.05 MW
Ontario | Gunn's Hill | 18 | GUN5 | 5 | 10 | 1800 | 92.5 | 100 | Senvion | MM92 | 2016 | 43.0845 | -80.6686 | Turbine derated from 2.05 MW
Ontario | Gunn's Hill | 18 | GUN6 | 6 | 10 | 1800 | 92.5 | 100 | Senvion | MM92 | 2016 | 43.0693 | -80.6863 | Turbine derated from 2.05 MW
Ontario | Gunn's Hill | 18 | GUN7 | 7 | 10 | 1800 | 92.5 | 100 | Senvion | MM92 | 2016 | 43.0687 | -80.6815 | Turbine derated from 2.05 MW
Ontario | Gunn's Hill | 18 | GUN8 | 8 | 10 | 1800 | 92.5 | 100 | Senvion | MM92 | 2016 | 43.0717 | -80.667 | Turbine derated from 2.05 MW
Ontario | Gunn's Hill | 18 | GUN9 | 9 | 10 | 1800 | 92.5 | 100 | Senvion | MM92 | 2016 | 43.0722 | -80.663 | Turbine derated from 2.05 MW
Ontario | Gunn's Hill | 18 | GUN10 | 10 | 10 | 1800 | 92.5 | 100 | Senvion | MM92 | 2016 | 43.0747 | -80.6543 | Turbine derated from 2.05 MW
Ontario | HAF Energy | 9 | HAF1 | 1 | 5 | 1800 | 100 | 95 | Vestas | V100-1.8 | 2014 | 43.1248 | -79.7125
Ontario | HAF Energy | 9 | HAF2 | 2 | 5 | 1800 | 100 | 95 | Vestas | V100-1.8 | 2014 | 43.1215 | -79.7103
Ontario | HAF Energy | 9 | HAF3 | 3 | 5 | 1800 | 100 | 95 | Vestas | V100-1.8 | 2014 | 43.119 | -79.6936
Ontario | HAF Energy | 9 | HAF4 | 4 | 5 | 1800 | 100 | 95 | Vestas | V100-1.8 | 2014 | 43.1138 | -79.7172
Ontario | HAF Energy | 9 | HAF5 | 5 | 5 | 1800 | 100 | 95 | Vestas | V100-1.8 | 2014 | 43.1056 | -79.6945
Ontario | Harrow | 39.6 | HAR1 | 1 | 24 | 1650 | 82 | 80 | Vestas | V82-1.65 | 2010 | 42.044 | -82.9869
Ontario | Harrow | 39.6 | HAR2 | 2 | 24 | 1650 | 82 | 80 | Vestas | V82-1.65 | 2010 | 42.0437 | -82.9829
Ontario | Harrow | 39.6 | HAR3 | 3 | 24 | 1650 | 82 | 80 | Vestas | V82-1.65 | 2010 | 42.0429 | -82.9777
Ontario | Harrow | 39.6 | HAR4 | 4 | 24 | 1650 | 82 | 80 | Vestas | V82-1.65 | 2010 | 42.0435 | -82.9688
Ontario | Harrow | 39.6 | HAR5 | 5 | 24 | 1650 | 82 | 80 | Vestas | V82-1.65 | 2010 | 42.0433 | -82.9654
Ontario | Harrow | 39.6 | HAR6 | 6 | 24 | 1650 | 82 | 80 | Vestas | V82-1.65 | 2010 | 42.0431 | -82.9612
Ontario | Harrow | 39.6 | HAR7 | 7 | 24 | 1650 | 82 | 80 | Vestas | V82-1.65 | 2010 | 42.0321 | -82.9618
Ontario | Harrow | 39.6 | HAR8 | 8 | 24 | 1650 | 82 | 80 | Vestas | V82-1.65 | 2010 | 42.0306 | -82.9931
Ontario | Harrow | 39.6 | HAR9 | 9 | 24 | 1650 | 82 | 80 | Vestas | V82-1.65 | 2010 | 42.0277 | -82.9932
Ontario | Harrow | 39.6 | HAR10 | 10 | 24 | 1650 | 82 | 80 | Vestas | V82-1.65 | 2010 | 42.0315 | -82.9891
Ontario | Harrow | 39.6 | HAR11 | 11 | 24 | 1650 | 82 | 80 | Vestas | V82-1.65 | 2010 | 42.0259 | -82.9896
Ontario | Harrow | 39.6 | HAR12 | 12 | 24 | 1650 | 82 | 80 | Vestas | V82-1.65 | 2010 | 42.0283 | -82.9856
Ontario | Harrow | 39.6 | HAR13 | 13 | 24 | 1650 | 82 | 80 | Vestas | V82-1.65 | 2010 | 42.0238 | -82.9856
Ontario | Harrow | 39.6 | HAR14 | 14 | 24 | 1650 | 82 | 80 | Vestas | V82-1.65 | 2010 | 42.0231 | -82.9827
Ontario | Harrow | 39.6 | HAR15 | 15 | 24 | 1650 | 82 | 80 | Vestas | V82-1.65 | 2010 | 42.0217 | -82.9797
Ontario | Harrow | 39.6 | HAR16 | 16 | 24 | 1650 | 82 | 80 | Vestas | V82-1.65 | 2010 | 42.0188 | -82.9757
Ontario | Harrow | 39.6 | HAR17 | 17 | 24 | 1650 | 82 | 80 | Vestas | V82-1.65 | 2010 | 42.0159 | -82.9713
Ontario | Harrow | 39.6 | HAR18 | 18 | 24 | 1650 | 82 | 80 | Vestas | V82-1.65 | 2010 | 42.0186 | -82.9661
Ontario | Harrow | 39.6 | HAR19 | 19 | 24 | 1650 | 82 | 80 | Vestas | V82-1.65 | 2010 | 42.0145 | -82.9673
Ontario | Harrow | 39.6 | HAR20 | 20 | 24 | 1650 | 82 | 80 | Vestas | V82-1.65 | 2010 | 42.0047 | -82.9452
Ontario | Harrow | 39.6 | HAR21 | 21 | 24 | 1650 | 82 | 80 | Vestas | V82-1.65 | 2010 | 42.008 | -82.945
Ontario | Harrow | 39.6 | HAR22 | 22 | 24 | 1650 | 82 | 80 | Vestas | V82-1.65 | 2010 | 42.0113 | -82.9449
Ontario | Harrow | 39.6 | HAR23 | 23 | 24 | 1650 | 82 | 80 | Vestas | V82-1.65 | 2010 | 42.0208 | -82.9353
Ontario | Harrow | 39.6 | HAR24 | 24 | 24 | 1650 | 82 | 80 | Vestas | V82-1.65 | 2010 | 42.023 | -82.9351
Ontario | Henvey Inlet Wind Farm | 300.15 | HIW1 | 1 | 87 | 3450 | 136 | 132 | Vestas | V136-3.45 | 2019 | 45.8711 | -80.7111
Ontario | Henvey Inlet Wind Farm | 300.15 | HIW2 | 2 | 87 | 3450 | 136 | 132 | Vestas | V136-3.45 | 2019 | 45.868 | -80.7067
Ontario | Henvey Inlet Wind Farm | 300.15 | HIW3 | 3 | 87 | 3450 | 136 | 132 | Vestas | V136-3.45 | 2019 | 45.864 | -80.7034
Ontario | Henvey Inlet Wind Farm | 300.15 | HIW4 | 4 | 87 | 3450 | 136 | 132 | Vestas | V136-3.45 | 2019 | 45.8583 | -80.697
Ontario | Henvey Inlet Wind Farm | 300.15 | HIW5 | 5 | 87 | 3450 | 136 | 132 | Vestas | V136-3.45 | 2019 | 45.8512 | -80.6921
Ontario | Henvey Inlet Wind Farm | 300.15 | HIW6 | 6 | 87 | 3450 | 136 | 132 | Vestas | V136-3.45 | 2019 | 45.8558 | -80.69
Ontario | Henvey Inlet Wind Farm | 300.15 | HIW7 | 7 | 87 | 3450 | 136 | 132 | Vestas | V136-3.45 | 2019 | 45.8723 | -80.7021
Ontario | Henvey Inlet Wind Farm | 300.15 | HIW8 | 8 | 87 | 3450 | 136 | 132 | Vestas | V136-3.45 | 2019 | 45.8687 | -80.6969
Ontario | Henvey Inlet Wind Farm | 300.15 | HIW9 | 9 | 87 | 3450 | 136 | 132 | Vestas | V136-3.45 | 2019 | 45.8641 | -80.6934
Ontario | Henvey Inlet Wind Farm | 300.15 | HIW10 | 10 | 87 | 3450 | 136 | 132 | Vestas | V136-3.45 | 2019 | 45.8601 | -80.6896
Ontario | Henvey Inlet Wind Farm | 300.15 | HIW11 | 11 | 87 | 3450 | 136 | 132 | Vestas | V136-3.45 | 2019 | 45.8571 | -80.6826
Ontario | Henvey Inlet Wind Farm | 300.15 | HIW12 | 12 | 87 | 3450 | 136 | 132 | Vestas | V136-3.45 | 2019 | 45.8806 | -80.6915
Ontario | Henvey Inlet Wind Farm | 300.15 | HIW13 | 13 | 87 | 3450 | 136 | 132 | Vestas | V136-3.45 | 2019 | 45.8758 | -80.6943
Ontario | Henvey Inlet Wind Farm | 300.15 | HIW14 | 14 | 87 | 3450 | 136 | 132 | Vestas | V136-3.45 | 2019 | 45.8722 | -80.6901
Ontario | Henvey Inlet Wind Farm | 300.15 | HIW15 | 15 | 87 | 3450 | 136 | 132 | Vestas | V136-3.45 | 2019 | 45.8668 | -80.6862
Ontario | Henvey Inlet Wind Farm | 300.15 | HIW16 | 16 | 87 | 3450 | 136 | 132 | Vestas | V136-3.45 | 2019 | 45.863 | -80.6818
Ontario | Henvey Inlet Wind Farm | 300.15 | HIW17 | 17 | 87 | 3450 | 136 | 132 | Vestas | V136-3.45 | 2019 | 45.8547 | -80.6748
Ontario | Henvey Inlet Wind Farm | 300.15 | HIW18 | 18 | 87 | 3450 | 136 | 132 | Vestas | V136-3.45 | 2019 | 45.8595 | -80.6735
Ontario | Henvey Inlet Wind Farm | 300.15 | HIW19 | 19 | 87 | 3450 | 136 | 132 | Vestas | V136-3.45 | 2019 | 45.8647 | -80.6738
Ontario | Henvey Inlet Wind Farm | 300.15 | HIW20 | 20 | 87 | 3450 | 136 | 132 | Vestas | V136-3.45 | 2019 | 45.859 | -80.664
Ontario | Henvey Inlet Wind Farm | 300.15 | HIW21 | 21 | 87 | 3450 | 136 | 132 | Vestas | V136-3.45 | 2019 | 45.8812 | -80.6746
Ontario | Henvey Inlet Wind Farm | 300.15 | HIW22 | 22 | 87 | 3450 | 136 | 132 | Vestas | V136-3.45 | 2019 | 45.8763 | -80.6763
Ontario | Henvey Inlet Wind Farm | 300.15 | HIW23 | 23 | 87 | 3450 | 136 | 132 | Vestas | V136-3.45 | 2019 | 45.8742 | -80.669
Ontario | Henvey Inlet Wind Farm | 300.15 | HIW24 | 24 | 87 | 3450 | 136 | 132 | Vestas | V136-3.45 | 2019 | 45.8707 | -80.6654
Ontario | Henvey Inlet Wind Farm | 300.15 | HIW25 | 25 | 87 | 3450 | 136 | 132 | Vestas | V136-3.45 | 2019 | 45.866 | -80.6647
Ontario | Henvey Inlet Wind Farm | 300.15 | HIW26 | 26 | 87 | 3450 | 136 | 132 | Vestas | V136-3.45 | 2019 | 45.8621 | -80.6568
Ontario | Henvey Inlet Wind Farm | 300.15 | HIW27 | 27 | 87 | 3450 | 136 | 132 | Vestas | V136-3.45 | 2019 | 45.8664 | -80.6527
Ontario | Henvey Inlet Wind Farm | 300.15 | HIW28 | 28 | 87 | 3450 | 136 | 132 | Vestas | V136-3.45 | 2019 | 45.8627 | -80.6468
Ontario | Henvey Inlet Wind Farm | 300.15 | HIW29 | 29 | 87 | 3450 | 136 | 132 | Vestas | V136-3.45 | 2019 | 45.8684 | -80.6445
Ontario | Henvey Inlet Wind Farm | 300.15 | HIW30 | 30 | 87 | 3450 | 136 | 132 | Vestas | V136-3.45 | 2019 | 45.866 | -80.6374
Ontario | Henvey Inlet Wind Farm | 300.15 | HIW31 | 31 | 87 | 3450 | 136 | 132 | Vestas | V136-3.45 | 2019 | 45.8715 | -80.6348
Ontario | Henvey Inlet Wind Farm | 300.15 | HIW32 | 32 | 87 | 3450 | 136 | 132 | Vestas | V136-3.45 | 2019 | 45.8701 | -80.6276
Ontario | Henvey Inlet Wind Farm | 300.15 | HIW33 | 33 | 87 | 3450 | 136 | 132 | Vestas | V136-3.45 | 2019 | 45.8745 | -80.6225
Ontario | Henvey Inlet Wind Farm | 300.15 | HIW34 | 34 | 87 | 3450 | 136 | 132 | Vestas | V136-3.45 | 2019 | 45.871 | -80.6186
Ontario | Henvey Inlet Wind Farm | 300.15 | HIW35 | 35 | 87 | 3450 | 136 | 132 | Vestas | V136-3.45 | 2019 | 45.8323 | -80.7122
Ontario | Henvey Inlet Wind Farm | 300.15 | HIW36 | 36 | 87 | 3450 | 136 | 132 | Vestas | V136-3.45 | 2019 | 45.8285 | -80.7097
Ontario | Henvey Inlet Wind Farm | 300.15 | HIW37 | 37 | 87 | 3450 | 136 | 132 | Vestas | V136-3.45 | 2019 | 45.8243 | -80.7076
Ontario | Henvey Inlet Wind Farm | 300.15 | HIW38 | 38 | 87 | 3450 | 136 | 132 | Vestas | V136-3.45 | 2019 | 45.8345 | -80.7041
Ontario | Henvey Inlet Wind Farm | 300.15 | HIW39 | 39 | 87 | 3450 | 136 | 132 | Vestas | V136-3.45 | 2019 | 45.8311 | -80.6999
Ontario | Henvey Inlet Wind Farm | 300.15 | HIW40 | 40 | 87 | 3450 | 136 | 132 | Vestas | V136-3.45 | 2019 | 45.8253 | -80.6987
Ontario | Henvey Inlet Wind Farm | 300.15 | HIW41 | 41 | 87 | 3450 | 136 | 132 | Vestas | V136-3.45 | 2019 | 45.8279 | -80.6834
Ontario | Henvey Inlet Wind Farm | 300.15 | HIW42 | 42 | 87 | 3450 | 136 | 132 | Vestas | V136-3.45 | 2019 | 45.8238 | -80.6828
Ontario | Henvey Inlet Wind Farm | 300.15 | HIW43 | 43 | 87 | 3450 | 136 | 132 | Vestas | V136-3.45 | 2019 | 45.8274 | -80.6716
Ontario | Henvey Inlet Wind Farm | 300.15 | HIW44 | 44 | 87 | 3450 | 136 | 132 | Vestas | V136-3.45 | 2019 | 45.8204 | -80.6761
Ontario | Henvey Inlet Wind Farm | 300.15 | HIW45 | 45 | 87 | 3450 | 136 | 132 | Vestas | V136-3.45 | 2019 | 45.8219 | -80.6685
Ontario | Henvey Inlet Wind Farm | 300.15 | HIW46 | 46 | 87 | 3450 | 136 | 132 | Vestas | V136-3.45 | 2019 | 45.8179 | -80.6633
Ontario | Henvey Inlet Wind Farm | 300.15 | HIW47 | 47 | 87 | 3450 | 136 | 132 | Vestas | V136-3.45 | 2019 | 45.818 | -80.6543
Ontario | Henvey Inlet Wind Farm | 300.15 | HIW48 | 48 | 87 | 3450 | 136 | 132 | Vestas | V136-3.45 | 2019 | 45.8209 | -80.6464
Ontario | Henvey Inlet Wind Farm | 300.15 | HIW49 | 49 | 87 | 3450 | 136 | 132 | Vestas | V136-3.45 | 2019 | 45.8151 | -80.6473
Ontario | Henvey Inlet Wind Farm | 300.15 | HIW50 | 50 | 87 | 3450 | 136 | 132 | Vestas | V136-3.45 | 2019 | 45.8123 | -80.643
Ontario | Henvey Inlet Wind Farm | 300.15 | HIW51 | 51 | 87 | 3450 | 136 | 132 | Vestas | V136-3.45 | 2019 | 45.8185 | -80.6407
Ontario | Henvey Inlet Wind Farm | 300.15 | HIW52 | 52 | 87 | 3450 | 136 | 132 | Vestas | V136-3.45 | 2019 | 45.8148 | -80.6342
Ontario | Henvey Inlet Wind Farm | 300.15 | HIW53 | 53 | 87 | 3450 | 136 | 132 | Vestas | V136-3.45 | 2019 | 45.8228 | -80.6381
Ontario | Henvey Inlet Wind Farm | 300.15 | HIW54 | 54 | 87 | 3450 | 136 | 132 | Vestas | V136-3.45 | 2019 | 45.8195 | -80.6287
Ontario | Henvey Inlet Wind Farm | 300.15 | HIW55 | 55 | 87 | 3450 | 136 | 132 | Vestas | V136-3.45 | 2019 | 45.8294 | -80.6658
Ontario | Henvey Inlet Wind Farm | 300.15 | HIW56 | 56 | 87 | 3450 | 136 | 132 | Vestas | V136-3.45 | 2019 | 45.8237 | -80.6594
Ontario | Henvey Inlet Wind Farm | 300.15 | HIW57 | 57 | 87 | 3450 | 136 | 132 | Vestas | V136-3.45 | 2019 | 45.8281 | -80.6595
Ontario | Henvey Inlet Wind Farm | 300.15 | HIW58 | 58 | 87 | 3450 | 136 | 132 | Vestas | V136-3.45 | 2019 | 45.8289 | -80.6509
Ontario | Henvey Inlet Wind Farm | 300.15 | HIW59 | 59 | 87 | 3450 | 136 | 132 | Vestas | V136-3.45 | 2019 | 45.8251 | -80.6479
Ontario | Henvey Inlet Wind Farm | 300.15 | HIW60 | 60 | 87 | 3450 | 136 | 132 | Vestas | V136-3.45 | 2019 | 45.8317 | -80.6432
Ontario | Henvey Inlet Wind Farm | 300.15 | HIW61 | 61 | 87 | 3450 | 136 | 132 | Vestas | V136-3.45 | 2019 | 45.8339 | -80.658
Ontario | Henvey Inlet Wind Farm | 300.15 | HIW62 | 62 | 87 | 3450 | 136 | 132 | Vestas | V136-3.45 | 2019 | 45.8398 | -80.6548
Ontario | Henvey Inlet Wind Farm | 300.15 | HIW63 | 63 | 87 | 3450 | 136 | 132 | Vestas | V136-3.45 | 2019 | 45.8374 | -80.6489
Ontario | Henvey Inlet Wind Farm | 300.15 | HIW64 | 64 | 87 | 3450 | 136 | 132 | Vestas | V136-3.45 | 2019 | 45.8393 | -80.6386
Ontario | Henvey Inlet Wind Farm | 300.15 | HIW65 | 65 | 87 | 3450 | 136 | 132 | Vestas | V136-3.45 | 2019 | 45.8345 | -80.6347
Ontario | Henvey Inlet Wind Farm | 300.15 | HIW66 | 66 | 87 | 3450 | 136 | 132 | Vestas | V136-3.45 | 2019 | 45.8281 | -80.6377
Ontario | Henvey Inlet Wind Farm | 300.15 | HIW67 | 67 | 87 | 3450 | 136 | 132 | Vestas | V136-3.45 | 2019 | 45.8312 | -80.6291
Ontario | Henvey Inlet Wind Farm | 300.15 | HIW68 | 68 | 87 | 3450 | 136 | 132 | Vestas | V136-3.45 | 2019 | 45.8254 | -80.6291
Ontario | Henvey Inlet Wind Farm | 300.15 | HIW69 | 69 | 87 | 3450 | 136 | 132 | Vestas | V136-3.45 | 2019 | 45.8239 | -80.6222
Ontario | Henvey Inlet Wind Farm | 300.15 | HIW70 | 70 | 87 | 3450 | 136 | 132 | Vestas | V136-3.45 | 2019 | 45.8326 | -80.6207
Ontario | Henvey Inlet Wind Farm | 300.15 | HIW71 | 71 | 87 | 3450 | 136 | 132 | Vestas | V136-3.45 | 2019 | 45.8291 | -80.6157
Ontario | Henvey Inlet Wind Farm | 300.15 | HIW72 | 72 | 87 | 3450 | 136 | 132 | Vestas | V136-3.45 | 2019 | 45.8249 | -80.6136
Ontario | Henvey Inlet Wind Farm | 300.15 | HIW73 | 73 | 87 | 3450 | 136 | 132 | Vestas | V136-3.45 | 2019 | 45.8426 | -80.6101
Ontario | Henvey Inlet Wind Farm | 300.15 | HIW74 | 74 | 87 | 3450 | 136 | 132 | Vestas | V136-3.45 | 2019 | 45.8379 | -80.6133
Ontario | Henvey Inlet Wind Farm | 300.15 | HIW75 | 75 | 87 | 3450 | 136 | 132 | Vestas | V136-3.45 | 2019 | 45.8332 | -80.6087
Ontario | Henvey Inlet Wind Farm | 300.15 | HIW76 | 76 | 87 | 3450 | 136 | 132 | Vestas | V136-3.45 | 2019 | 45.8318 | -80.6006
Ontario | Henvey Inlet Wind Farm | 300.15 | HIW77 | 77 | 87 | 3450 | 136 | 132 | Vestas | V136-3.45 | 2019 | 45.8361 | -80.5922
Ontario | Henvey Inlet Wind Farm | 300.15 | HIW78 | 78 | 87 | 3450 | 136 | 132 | Vestas | V136-3.45 | 2019 | 45.8401 | -80.6003
Ontario | Henvey Inlet Wind Farm | 300.15 | HIW79 | 79 | 87 | 3450 | 136 | 132 | Vestas | V136-3.45 | 2019 | 45.8451 | -80.6336
Ontario | Henvey Inlet Wind Farm | 300.15 | HIW80 | 80 | 87 | 3450 | 136 | 132 | Vestas | V136-3.45 | 2019 | 45.8417 | -80.6248
Ontario | Henvey Inlet Wind Farm | 300.15 | HIW81 | 81 | 87 | 3450 | 136 | 132 | Vestas | V136-3.45 | 2019 | 45.8472 | -80.6244
Ontario | Henvey Inlet Wind Farm | 300.15 | HIW82 | 82 | 87 | 3450 | 136 | 132 | Vestas | V136-3.45 | 2019 | 45.853 | -80.6276
Ontario | Henvey Inlet Wind Farm | 300.15 | HIW83 | 83 | 87 | 3450 | 136 | 132 | Vestas | V136-3.45 | 2019 | 45.8521 | -80.6195
Ontario | Henvey Inlet Wind Farm | 300.15 | HIW84 | 84 | 87 | 3450 | 136 | 132 | Vestas | V136-3.45 | 2019 | 45.8568 | -80.6206
Ontario | Henvey Inlet Wind Farm | 300.15 | HIW85 | 85 | 87 | 3450 | 136 | 132 | Vestas | V136-3.45 | 2019 | 45.856 | -80.611
Ontario | Henvey Inlet Wind Farm | 300.15 | HIW86 | 86 | 87 | 3450 | 136 | 132 | Vestas | V136-3.45 | 2019 | 45.8439 | -80.617
Ontario | Henvey Inlet Wind Farm | 300.15 | HIW87 | 87 | 87 | 3450 | 136 | 132 | Vestas | V136-3.45 | 2019 | 45.8483 | -80.6106
Ontario | Hog-Tied Farms | 0.25 | HTF1 | 1 | 1 | 250 | 30 | 30 | Wind Energy Solutions | WES 250 | 2007 | 43.1046 | -81.8576 | 250 kW, two-bladed model
Ontario | Huron Wind | 9 | HUR1 | 1 | 5 | 1800 | 80 | 80 | Vestas | V80-1.8 | 2002 | 44.311 | -81.5457
Ontario | Huron Wind | 9 | HUR2 | 2 | 5 | 1800 | 80 | 80 | Vestas | V80-1.8 | 2002 | 44.315 | -81.5426
Ontario | Huron Wind | 9 | HUR3 | 3 | 5 | 1800 | 80 | 80 | Vestas | V80-1.8 | 2002 | 44.3181 | -81.5403
Ontario | Huron Wind | 9 | HUR4 | 4 | 5 | 1800 | 80 | 80 | Vestas | V80-1.8 | 2002 | 44.3178 | -81.5441
Ontario | Huron Wind | 9 | HUR5 | 5 | 5 | 1800 | 80 | 80 | Vestas | V80-1.8 | 2002 | 44.3154 | -81.5468
Ontario | Jericho | 149 | JER1 | 1 | 92 | 1620 | 100 | 80 | General Electric | GE 1.6-100 | 2014 | 43.1925 | -81.9489 | Turbines uprated from 1.6 MW
Ontario | Jericho | 149 | JER2 | 2 | 92 | 1620 | 100 | 80 | General Electric | GE 1.6-100 | 2014 | 43.1828 | -81.9441 | Turbines uprated from 1.6 MW
Ontario | Jericho | 149 | JER3 | 3 | 92 | 1620 | 100 | 80 | General Electric | GE 1.6-100 | 2014 | 43.1788 | -81.942 | Turbines uprated from 1.6 MW
Ontario | Jericho | 149 | JER4 | 4 | 92 | 1620 | 100 | 80 | General Electric | GE 1.6-100 | 2014 | 43.1926 | -81.9183 | Turbines uprated from 1.6 MW
Ontario | Jericho | 149 | JER5 | 5 | 92 | 1620 | 100 | 80 | General Electric | GE 1.6-100 | 2014 | 43.1896 | -81.9224 | Turbines uprated from 1.6 MW
Ontario | Jericho | 149 | JER6 | 6 | 92 | 1620 | 100 | 80 | General Electric | GE 1.6-100 | 2014 | 43.1812 | -81.922 | Turbines uprated from 1.6 MW
Ontario | Jericho | 149 | JER7 | 7 | 92 | 1620 | 100 | 80 | General Electric | GE 1.6-100 | 2014 | 43.1743 | -81.9179 | Turbines uprated from 1.6 MW
Ontario | Jericho | 149 | JER8 | 8 | 92 | 1620 | 100 | 80 | General Electric | GE 1.6-100 | 2014 | 43.1949 | -81.9061 | Turbines uprated from 1.6 MW
Ontario | Jericho | 149 | JER9 | 9 | 92 | 1620 | 100 | 80 | General Electric | GE 1.6-100 | 2014 | 43.1993 | -81.9008 | Turbines uprated from 1.6 MW
Ontario | Jericho | 149 | JER10 | 10 | 92 | 1620 | 100 | 80 | General Electric | GE 1.6-100 | 2014 | 43.1954 | -81.8879 | Turbines uprated from 1.6 MW
Ontario | Jericho | 149 | JER11 | 11 | 92 | 1620 | 100 | 80 | General Electric | GE 1.6-100 | 2014 | 43.1968 | -81.863 | Turbines uprated from 1.6 MW
Ontario | Jericho | 149 | JER12 | 12 | 92 | 1620 | 100 | 80 | General Electric | GE 1.6-100 | 2014 | 43.1932 | -81.8466 | Turbines uprated from 1.6 MW
Ontario | Jericho | 149 | JER13 | 13 | 92 | 1620 | 100 | 80 | General Electric | GE 1.6-100 | 2014 | 43.1936 | -81.8254 | Turbines uprated from 1.6 MW
Ontario | Jericho | 149 | JER14 | 14 | 92 | 1620 | 100 | 80 | General Electric | GE 1.6-100 | 2014 | 43.1907 | -81.8252 | Turbines uprated from 1.6 MW
Ontario | Jericho | 149 | JER15 | 15 | 92 | 1620 | 100 | 80 | General Electric | GE 1.6-100 | 2014 | 43.1828 | -81.8994 | Turbines uprated from 1.6 MW
Ontario | Jericho | 149 | JER16 | 16 | 92 | 1620 | 100 | 80 | General Electric | GE 1.6-100 | 2014 | 43.1827 | -81.8908 | Turbines uprated from 1.6 MW
Ontario | Jericho | 149 | JER17 | 17 | 92 | 1620 | 100 | 80 | General Electric | GE 1.6-100 | 2014 | 43.1731 | -81.8757 | Turbines uprated from 1.6 MW
Ontario | Jericho | 149 | JER18 | 18 | 92 | 1620 | 100 | 80 | General Electric | GE 1.6-100 | 2014 | 43.1793 | -81.8654 | Turbines uprated from 1.6 MW
Ontario | Jericho | 149 | JER19 | 19 | 92 | 1620 | 100 | 80 | General Electric | GE 1.6-100 | 2014 | 43.1744 | -81.8253 | Turbines uprated from 1.6 MW
Ontario | Jericho | 149 | JER20 | 20 | 92 | 1620 | 100 | 80 | General Electric | GE 1.6-100 | 2014 | 43.1661 | -81.9175 | Turbines uprated from 1.6 MW
Ontario | Jericho | 149 | JER21 | 21 | 92 | 1620 | 100 | 80 | General Electric | GE 1.6-100 | 2014 | 43.1624 | -81.9177 | Turbines uprated from 1.6 MW
Ontario | Jericho | 149 | JER22 | 22 | 92 | 1620 | 100 | 80 | General Electric | GE 1.6-100 | 2014 | 43.1593 | -81.9176 | Turbines uprated from 1.6 MW
Ontario | Jericho | 149 | JER23 | 23 | 92 | 1620 | 100 | 80 | General Electric | GE 1.6-100 | 2014 | 43.1471 | -81.9265 | Turbines uprated from 1.6 MW
Ontario | Jericho | 149 | JER24 | 24 | 92 | 1620 | 100 | 80 | General Electric | GE 1.6-100 | 2014 | 43.1642 | -81.8995 | Turbines uprated from 1.6 MW
Ontario | Jericho | 149 | JER25 | 25 | 92 | 1620 | 100 | 80 | General Electric | GE 1.6-100 | 2014 | 43.1631 | -81.8922 | Turbines uprated from 1.6 MW
Ontario | Jericho | 149 | JER26 | 26 | 92 | 1620 | 100 | 80 | General Electric | GE 1.6-100 | 2014 | 43.1609 | -81.8991 | Turbines uprated from 1.6 MW
Ontario | Jericho | 149 | JER27 | 27 | 92 | 1620 | 100 | 80 | General Electric | GE 1.6-100 | 2014 | 43.1596 | -81.8921 | Turbines uprated from 1.6 MW
Ontario | Jericho | 149 | JER28 | 28 | 92 | 1620 | 100 | 80 | General Electric | GE 1.6-100 | 2014 | 43.1571 | -81.9017 | Turbines uprated from 1.6 MW
Ontario | Jericho | 149 | JER29 | 29 | 92 | 1620 | 100 | 80 | General Electric | GE 1.6-100 | 2014 | 43.1462 | -81.9005 | Turbines uprated from 1.6 MW
Ontario | Jericho | 149 | JER30 | 30 | 92 | 1620 | 100 | 80 | General Electric | GE 1.6-100 | 2014 | 43.1324 | -81.894 | Turbines uprated from 1.6 MW
Ontario | Jericho | 149 | JER31 | 31 | 92 | 1620 | 100 | 80 | General Electric | GE 1.6-100 | 2014 | 43.1247 | -81.8932 | Turbines uprated from 1.6 MW
Ontario | Jericho | 149 | JER32 | 32 | 92 | 1620 | 100 | 80 | General Electric | GE 1.6-100 | 2014 | 43.1642 | -81.8727 | Turbines uprated from 1.6 MW
Ontario | Jericho | 149 | JER33 | 33 | 92 | 1620 | 100 | 80 | General Electric | GE 1.6-100 | 2014 | 43.1617 | -81.8741 | Turbines uprated from 1.6 MW
Ontario | Jericho | 149 | JER34 | 34 | 92 | 1620 | 100 | 80 | General Electric | GE 1.6-100 | 2014 | 43.1266 | -81.8704 | Turbines uprated from 1.6 MW
Ontario | Jericho | 149 | JER35 | 35 | 92 | 1620 | 100 | 80 | General Electric | GE 1.6-100 | 2014 | 43.1211 | -81.8723 | Turbines uprated from 1.6 MW
Ontario | Jericho | 149 | JER36 | 36 | 92 | 1620 | 100 | 80 | General Electric | GE 1.6-100 | 2014 | 43.1392 | -81.8416 | Turbines uprated from 1.6 MW
Ontario | Jericho | 149 | JER37 | 37 | 92 | 1620 | 100 | 80 | General Electric | GE 1.6-100 | 2014 | 43.1327 | -81.8496 | Turbines uprated from 1.6 MW
Ontario | Jericho | 149 | JER38 | 38 | 92 | 1620 | 100 | 80 | General Electric | GE 1.6-100 | 2014 | 43.1312 | -81.8442 | Turbines uprated from 1.6 MW
Ontario | Jericho | 149 | JER39 | 39 | 92 | 1620 | 100 | 80 | General Electric | GE 1.6-100 | 2014 | 43.1288 | -81.8495 | Turbines uprated from 1.6 MW
Ontario | Jericho | 149 | JER40 | 40 | 92 | 1620 | 100 | 80 | General Electric | GE 1.6-100 | 2014 | 43.1263 | -81.8485 | Turbines uprated from 1.6 MW
Ontario | Jericho | 149 | JER41 | 41 | 92 | 1620 | 100 | 80 | General Electric | GE 1.6-100 | 2014 | 43.1588 | -81.8212 | Turbines uprated from 1.6 MW
Ontario | Jericho | 149 | JER42 | 42 | 92 | 1620 | 100 | 80 | General Electric | GE 1.6-100 | 2014 | 43.1417 | -81.8218 | Turbines uprated from 1.6 MW
Ontario | Jericho | 149 | JER43 | 43 | 92 | 1620 | 100 | 80 | General Electric | GE 1.6-100 | 2014 | 43.1405 | -81.8178 | Turbines uprated from 1.6 MW
Ontario | Jericho | 149 | JER44 | 44 | 92 | 1620 | 100 | 80 | General Electric | GE 1.6-100 | 2014 | 43.1388 | -81.8183 | Turbines uprated from 1.6 MW
Ontario | Jericho | 149 | JER45 | 45 | 92 | 1620 | 100 | 80 | General Electric | GE 1.6-100 | 2014 | 43.126 | -81.824 | Turbines uprated from 1.6 MW
Ontario | Jericho | 149 | JER46 | 46 | 92 | 1620 | 100 | 80 | General Electric | GE 1.6-100 | 2014 | 43.1257 | -81.8185 | Turbines uprated from 1.6 MW
Ontario | Jericho | 149 | JER47 | 47 | 92 | 1620 | 100 | 80 | General Electric | GE 1.6-100 | 2014 | 43.1285 | -81.9255 | Turbines uprated from 1.6 MW
Ontario | Jericho | 149 | JER48 | 48 | 92 | 1620 | 100 | 80 | General Electric | GE 1.6-100 | 2014 | 43.1191 | -81.9255 | Turbines uprated from 1.6 MW
Ontario | Jericho | 149 | JER49 | 49 | 92 | 1620 | 100 | 80 | General Electric | GE 1.6-100 | 2014 | 43.1177 | -81.9189 | Turbines uprated from 1.6 MW
Ontario | Jericho | 149 | JER50 | 50 | 92 | 1620 | 100 | 80 | General Electric | GE 1.6-100 | 2014 | 43.1137 | -81.92 | Turbines uprated from 1.6 MW
Ontario | Jericho | 149 | JER51 | 51 | 92 | 1620 | 100 | 80 | General Electric | GE 1.6-100 | 2014 | 43.1088 | -81.9274 | Turbines uprated from 1.6 MW
Ontario | Jericho | 149 | JER52 | 52 | 92 | 1620 | 100 | 80 | General Electric | GE 1.6-100 | 2014 | 43.0948 | -81.9191 | Turbines uprated from 1.6 MW
Ontario | Jericho | 149 | JER53 | 53 | 92 | 1620 | 100 | 80 | General Electric | GE 1.6-100 | 2014 | 43.1159 | -81.9464 | Turbines uprated from 1.6 MW
Ontario | Jericho | 149 | JER54 | 54 | 92 | 1620 | 100 | 80 | General Electric | GE 1.6-100 | 2014 | 43.1126 | -81.9447 | Turbines uprated from 1.6 MW
Ontario | Jericho | 149 | JER55 | 55 | 92 | 1620 | 100 | 80 | General Electric | GE 1.6-100 | 2014 | 43.1086 | -81.9501 | Turbines uprated from 1.6 MW
Ontario | Jericho | 149 | JER56 | 56 | 92 | 1620 | 100 | 80 | General Electric | GE 1.6-100 | 2014 | 43.0993 | -81.9549 | Turbines uprated from 1.6 MW
Ontario | Jericho | 149 | JER57 | 57 | 92 | 1620 | 100 | 80 | General Electric | GE 1.6-100 | 2014 | 43.1174 | -81.8947 | Turbines uprated from 1.6 MW
Ontario | Jericho | 149 | JER58 | 58 | 92 | 1620 | 100 | 80 | General Electric | GE 1.6-100 | 2014 | 43.1139 | -81.8977 | Turbines uprated from 1.6 MW
Ontario | Jericho | 149 | JER59 | 59 | 92 | 1620 | 100 | 80 | General Electric | GE 1.6-100 | 2014 | 43.1103 | -81.8989 | Turbines uprated from 1.6 MW
Ontario | Jericho | 149 | JER60 | 60 | 92 | 1620 | 100 | 80 | General Electric | GE 1.6-100 | 2014 | 43.1077 | -81.8984 | Turbines uprated from 1.6 MW
Ontario | Jericho | 149 | JER61 | 61 | 92 | 1620 | 100 | 80 | General Electric | GE 1.6-100 | 2014 | 43.1046 | -81.8975 | Turbines uprated from 1.6 MW
Ontario | Jericho | 149 | JER62 | 62 | 92 | 1620 | 100 | 80 | General Electric | GE 1.6-100 | 2014 | 43.0989 | -81.8997 | Turbines uprated from 1.6 MW
Ontario | Jericho | 149 | JER63 | 63 | 92 | 1620 | 100 | 80 | General Electric | GE 1.6-100 | 2014 | 43.0942 | -81.901 | Turbines uprated from 1.6 MW
Ontario | Jericho | 149 | JER64 | 64 | 92 | 1620 | 100 | 80 | General Electric | GE 1.6-100 | 2014 | 43.0921 | -81.8963 | Turbines uprated from 1.6 MW
Ontario | Jericho | 149 | JER65 | 65 | 92 | 1620 | 100 | 80 | General Electric | GE 1.6-100 | 2014 | 43.1165 | -81.8753 | Turbines uprated from 1.6 MW
Ontario | Jericho | 149 | JER66 | 66 | 92 | 1620 | 100 | 80 | General Electric | GE 1.6-100 | 2014 | 43.1119 | -81.8704 | Turbines uprated from 1.6 MW
Ontario | Jericho | 149 | JER67 | 67 | 92 | 1620 | 100 | 80 | General Electric | GE 1.6-100 | 2014 | 43.1092 | -81.8702 | Turbines uprated from 1.6 MW
Ontario | Jericho | 149 | JER68 | 68 | 92 | 1620 | 100 | 80 | General Electric | GE 1.6-100 | 2014 | 43.097 | -81.8759 | Turbines uprated from 1.6 MW
Ontario | Jericho | 149 | JER69 | 69 | 92 | 1620 | 100 | 80 | General Electric | GE 1.6-100 | 2014 | 43.0937 | -81.8745 | Turbines uprated from 1.6 MW
Ontario | Jericho | 149 | JER70 | 70 | 92 | 1620 | 100 | 80 | General Electric | GE 1.6-100 | 2014 | 43.0913 | -81.8799 | Turbines uprated from 1.6 MW
Ontario | Jericho | 149 | JER71 | 71 | 92 | 1620 | 100 | 80 | General Electric | GE 1.6-100 | 2014 | 43.0898 | -81.8705 | Turbines uprated from 1.6 MW
Ontario | Jericho | 149 | JER72 | 72 | 92 | 1620 | 100 | 80 | General Electric | GE 1.6-100 | 2014 | 43.0882 | -81.8671 | Turbines uprated from 1.6 MW
Ontario | Jericho | 149 | JER73 | 73 | 92 | 1620 | 100 | 80 | General Electric | GE 1.6-100 | 2014 | 43.1183 | -81.8464 | Turbines uprated from 1.6 MW
Ontario | Jericho | 149 | JER74 | 74 | 92 | 1620 | 100 | 80 | General Electric | GE 1.6-100 | 2014 | 43.1151 | -81.8431 | Turbines uprated from 1.6 MW
Ontario | Jericho | 149 | JER75 | 75 | 92 | 1620 | 100 | 80 | General Electric | GE 1.6-100 | 2014 | 43.109 | -81.8452 | Turbines uprated from 1.6 MW
Ontario | Jericho | 149 | JER76 | 76 | 92 | 1620 | 100 | 80 | General Electric | GE 1.6-100 | 2014 | 43.0944 | -81.8456 | Turbines uprated from 1.6 MW
Ontario | Jericho | 149 | JER77 | 77 | 92 | 1620 | 100 | 80 | General Electric | GE 1.6-100 | 2014 | 43.0928 | -81.8421 | Turbines uprated from 1.6 MW
Ontario | Jericho | 149 | JER78 | 78 | 92 | 1620 | 100 | 80 | General Electric | GE 1.6-100 | 2014 | 43.0827 | -81.8555 | Turbines uprated from 1.6 MW
Ontario | Jericho | 149 | JER79 | 79 | 92 | 1620 | 100 | 80 | General Electric | GE 1.6-100 | 2014 | 43.0816 | -81.8506 | Turbines uprated from 1.6 MW
Ontario | Jericho | 149 | JER80 | 80 | 92 | 1620 | 100 | 80 | General Electric | GE 1.6-100 | 2014 | 43.1136 | -81.821 | Turbines uprated from 1.6 MW
Ontario | Jericho | 149 | JER81 | 81 | 92 | 1620 | 100 | 80 | General Electric | GE 1.6-100 | 2014 | 43.1104 | -81.8221 | Turbines uprated from 1.6 MW
Ontario | Jericho | 149 | JER82 | 82 | 92 | 1620 | 100 | 80 | General Electric | GE 1.6-100 | 2014 | 43.0912 | -81.8251 | Turbines uprated from 1.6 MW
Ontario | Jericho | 149 | JER83 | 83 | 92 | 1620 | 100 | 80 | General Electric | GE 1.6-100 | 2014 | 43.0894 | -81.8251 | Turbines uprated from 1.6 MW
Ontario | Jericho | 149 | JER84 | 84 | 92 | 1620 | 100 | 80 | General Electric | GE 1.6-100 | 2014 | 43.0689 | -81.8504 | Turbines uprated from 1.6 MW
Ontario | Jericho | 149 | JER85 | 85 | 92 | 1620 | 100 | 80 | General Electric | GE 1.6-100 | 2014 | 43.0736 | -81.8706 | Turbines uprated from 1.6 MW
Ontario | Jericho | 149 | JER86 | 86 | 92 | 1620 | 100 | 80 | General Electric | GE 1.6-100 | 2014 | 43.0821 | -81.9161 | Turbines uprated from 1.6 MW
Ontario | Jericho | 149 | JER87 | 87 | 92 | 1620 | 100 | 80 | General Electric | GE 1.6-100 | 2014 | 43.0812 | -81.9211 | Turbines uprated from 1.6 MW
Ontario | Jericho | 149 | JER88 | 88 | 92 | 1620 | 100 | 80 | General Electric | GE 1.6-100 | 2014 | 43.0845 | -81.9305 | Turbines uprated from 1.6 MW
Ontario | Jericho | 149 | JER89 | 89 | 92 | 1620 | 100 | 80 | General Electric | GE 1.6-100 | 2014 | 43.0827 | -81.9388 | Turbines uprated from 1.6 MW
Ontario | Jericho | 149 | JER90 | 90 | 92 | 1620 | 100 | 80 | General Electric | GE 1.6-100 | 2014 | 43.0876 | -81.9418 | Turbines uprated from 1.6 MW
Ontario | Jericho | 149 | JER91 | 91 | 92 | 1620 | 100 | 80 | General Electric | GE 1.6-100 | 2014 | 43.0711 | -81.9356 | Turbines uprated from 1.6 MW
Ontario | Jericho | 149 | JER92 | 92 | 92 | 1620 | 100 | 80 | General Electric | GE 1.6-100 | 2014 | 43.068 | -81.9357 | Turbines uprated from 1.6 MW
Ontario | K2 Wind Power Facility | 269.96 | KII1 | 1 | 140 | 1824 | 101 | 99.5 | Siemens | SWT 2.3-101 | 2015 | 43.8368 | -81.6767
Ontario | K2 Wind Power Facility | 269.96 | KII2 | 2 | 140 | 1824 | 101 | 99.5 | Siemens | SWT 2.3-101 | 2015 | 43.8358 | -81.6727
Ontario | K2 Wind Power Facility | 269.96 | KII3 | 3 | 140 | 1824 | 101 | 99.5 | Siemens | SWT 2.3-101 | 2015 | 43.8286 | -81.6504
Ontario | K2 Wind Power Facility | 269.96 | KII4 | 4 | 140 | 1824 | 101 | 99.5 | Siemens | SWT 2.3-101 | 2015 | 43.8297 | -81.6463
Ontario | K2 Wind Power Facility | 269.96 | KII5 | 5 | 140 | 1824 | 101 | 99.5 | Siemens | SWT 2.3-101 | 2015 | 43.8278 | -81.6431
Ontario | K2 Wind Power Facility | 269.96 | KII6 | 6 | 140 | 1824 | 101 | 99.5 | Siemens | SWT 2.3-101 | 2015 | 43.8329 | -81.6319
Ontario | K2 Wind Power Facility | 269.96 | KII7 | 7 | 140 | 1824 | 101 | 99.5 | Siemens | SWT 2.3-101 | 2015 | 43.8297 | -81.6332
Ontario | K2 Wind Power Facility | 269.96 | KII8 | 8 | 140 | 1824 | 101 | 99.5 | Siemens | SWT 2.3-101 | 2015 | 43.8296 | -81.6293
Ontario | K2 Wind Power Facility | 269.96 | KII9 | 9 | 140 | 1824 | 101 | 99.5 | Siemens | SWT 2.3-101 | 2015 | 43.8261 | -81.6289
Ontario | K2 Wind Power Facility | 269.96 | KII10 | 10 | 140 | 1824 | 101 | 99.5 | Siemens | SWT 2.3-101 | 2015 | 43.8183 | -81.6189
Ontario | K2 Wind Power Facility | 269.96 | KII11 | 11 | 140 | 1824 | 101 | 99.5 | Siemens | SWT 2.3-101 | 2015 | 43.8147 | -81.6209
Ontario | K2 Wind Power Facility | 269.96 | KII12 | 12 | 140 | 1824 | 101 | 99.5 | Siemens | SWT 2.3-101 | 2015 | 43.8611 | -81.6655
Ontario | K2 Wind Power Facility | 269.96 | KII13 | 13 | 140 | 1824 | 101 | 99.5 | Siemens | SWT 2.3-101 | 2015 | 43.8537 | -81.6472
Ontario | K2 Wind Power Facility | 269.96 | KII14 | 14 | 140 | 1824 | 101 | 99.5 | Siemens | SWT 2.3-101 | 2015 | 43.855 | -81.6438
Ontario | K2 Wind Power Facility | 269.96 | KII15 | 15 | 140 | 1824 | 101 | 99.5 | Siemens | SWT 2.3-101 | 2015 | 43.8506 | -81.6429
Ontario | K2 Wind Power Facility | 269.96 | KII16 | 16 | 140 | 1824 | 101 | 99.5 | Siemens | SWT 2.3-101 | 2015 | 43.8551 | -81.639
Ontario | K2 Wind Power Facility | 269.96 | KII17 | 17 | 140 | 1824 | 101 | 99.5 | Siemens | SWT 2.3-101 | 2015 | 43.848 | -81.6372
Ontario | K2 Wind Power Facility | 269.96 | KII18 | 18 | 140 | 1824 | 101 | 99.5 | Siemens | SWT 2.3-101 | 2015 | 43.8474 | -81.6319
Ontario | K2 Wind Power Facility | 269.96 | KII19 | 19 | 140 | 1824 | 101 | 99.5 | Siemens | SWT 2.3-101 | 2015 | 43.8514 | -81.6304
Ontario | K2 Wind Power Facility | 269.96 | KII20 | 20 | 140 | 1824 | 101 | 99.5 | Siemens | SWT 2.3-101 | 2015 | 43.8596 | -81.627
Ontario | K2 Wind Power Facility | 269.96 | KII21 | 21 | 140 | 1903 | 101 | 99.5 | Siemens | SWT 2.3-101 | 2015 | 43.8706 | -81.6273
Ontario | K2 Wind Power Facility | 269.96 | KII22 | 22 | 140 | 1903 | 101 | 99.5 | Siemens | SWT 2.3-101 | 2015 | 43.8736 | -81.6268
Ontario | K2 Wind Power Facility | 269.96 | KII23 | 23 | 140 | 1903 | 101 | 99.5 | Siemens | SWT 2.3-101 | 2015 | 43.8851 | -81.6262
Ontario | K2 Wind Power Facility | 269.96 | KII24 | 24 | 140 | 1903 | 101 | 99.5 | Siemens | SWT 2.3-101 | 2015 | 43.8846 | -81.6221
Ontario | K2 Wind Power Facility | 269.96 | KII25 | 25 | 140 | 1903 | 101 | 99.5 | Siemens | SWT 2.3-101 | 2015 | 43.8834 | -81.6183
Ontario | K2 Wind Power Facility | 269.96 | KII26 | 26 | 140 | 1903 | 101 | 99.5 | Siemens | SWT 2.3-101 | 2015 | 43.8812 | -81.6151
Ontario | K2 Wind Power Facility | 269.96 | KII27 | 27 | 140 | 1903 | 101 | 99.5 | Siemens | SWT 2.3-101 | 2015 | 43.9069 | -81.6881
Ontario | K2 Wind Power Facility | 269.96 | KII28 | 28 | 140 | 1903 | 101 | 99.5 | Siemens | SWT 2.3-101 | 2015 | 43.8953 | -81.6117
Ontario | K2 Wind Power Facility | 269.96 | KII29 | 29 | 140 | 1903 | 101 | 99.5 | Siemens | SWT 2.3-101 | 2015 | 43.9005 | -81.6012
Ontario | K2 Wind Power Facility | 269.96 | KII30 | 30 | 140 | 1903 | 101 | 99.5 | Siemens | SWT 2.3-101 | 2015 | 43.9006 | -81.5972
Ontario | K2 Wind Power Facility | 269.96 | KII31 | 31 | 140 | 1903 | 101 | 99.5 | Siemens | SWT 2.3-101 | 2015 | 43.9044 | -81.5983
Ontario | K2 Wind Power Facility | 269.96 | KII32 | 32 | 140 | 1903 | 101 | 99.5 | Siemens | SWT 2.3-101 | 2015 | 43.9066 | -81.6306
Ontario | K2 Wind Power Facility | 269.96 | KII33 | 33 | 140 | 1903 | 101 | 99.5 | Siemens | SWT 2.3-101 | 2015 | 43.9039 | -81.6352
Ontario | K2 Wind Power Facility | 269.96 | KII34 | 34 | 140 | 1903 | 101 | 99.5 | Siemens | SWT 2.3-101 | 2015 | 43.9077 | -81.6343
Ontario | K2 Wind Power Facility | 269.96 | KII35 | 35 | 140 | 1903 | 101 | 99.5 | Siemens | SWT 2.3-101 | 2015 | 43.9068 | -81.6388
Ontario | K2 Wind Power Facility | 269.96 | KII36 | 36 | 140 | 1903 | 101 | 99.5 | Siemens | SWT 2.3-101 | 2015 | 43.9079 | -81.6426
Ontario | K2 Wind Power Facility | 269.96 | KII37 | 37 | 140 | 1903 | 101 | 99.5 | Siemens | SWT 2.3-101 | 2015 | 43.9108 | -81.6451
Ontario | K2 Wind Power Facility | 269.96 | KII38 | 38 | 140 | 1903 | 101 | 99.5 | Siemens | SWT 2.3-101 | 2015 | 43.9174 | -81.6452
Ontario | K2 Wind Power Facility | 269.96 | KII39 | 39 | 140 | 1903 | 101 | 99.5 | Siemens | SWT 2.3-101 | 2015 | 43.9204 | -81.6465
Ontario | K2 Wind Power Facility | 269.96 | KII40 | 40 | 140 | 1903 | 101 | 99.5 | Siemens | SWT 2.3-101 | 2015 | 43.9236 | -81.643
Ontario | K2 Wind Power Facility | 269.96 | KII41 | 41 | 140 | 1903 | 101 | 99.5 | Siemens | SWT 2.3-101 | 2015 | 43.9218 | -81.6723
Ontario | K2 Wind Power Facility | 269.96 | KII42 | 42 | 140 | 1903 | 101 | 99.5 | Siemens | SWT 2.3-101 | 2015 | 43.9266 | -81.6903
Ontario | K2 Wind Power Facility | 269.96 | KII43 | 43 | 140 | 1903 | 101 | 99.5 | Siemens | SWT 2.3-101 | 2015 | 43.9295 | -81.6876
Ontario | K2 Wind Power Facility | 269.96 | KII44 | 44 | 140 | 1903 | 101 | 99.5 | Siemens | SWT 2.3-101 | 2015 | 43.9358 | -81.6917
Ontario | K2 Wind Power Facility | 269.96 | KII45 | 45 | 140 | 1903 | 101 | 99.5 | Siemens | SWT 2.3-101 | 2015 | 43.9363 | -81.6865
Ontario | K2 Wind Power Facility | 269.96 | KII46 | 46 | 140 | 1903 | 101 | 99.5 | Siemens | SWT 2.3-101 | 2015 | 43.9333 | -81.6792
Ontario | K2 Wind Power Facility | 269.96 | KII47 | 47 | 140 | 1903 | 101 | 99.5 | Siemens | SWT 2.3-101 | 2015 | 43.9366 | -81.6786
Ontario | K2 Wind Power Facility | 269.96 | KII48 | 48 | 140 | 1903 | 101 | 99.5 | Siemens | SWT 2.3-101 | 2015 | 43.9367 | -81.6826
Ontario | K2 Wind Power Facility | 269.96 | KII49 | 49 | 140 | 1903 | 101 | 99.5 | Siemens | SWT 2.3-101 | 2015 | 43.9391 | -81.6878
Ontario | K2 Wind Power Facility | 269.96 | KII50 | 50 | 140 | 1903 | 101 | 99.5 | Siemens | SWT 2.3-101 | 2015 | 43.9427 | -81.6934
Ontario | K2 Wind Power Facility | 269.96 | KII51 | 51 | 140 | 1903 | 101 | 99.5 | Siemens | SWT 2.3-101 | 2015 | 43.9184 | -81.5965
Ontario | K2 Wind Power Facility | 269.96 | KII52 | 52 | 140 | 1903 | 101 | 99.5 | Siemens | SWT 2.3-101 | 2015 | 43.9162 | -81.5936
Ontario | K2 Wind Power Facility | 269.96 | KII53 | 53 | 140 | 1903 | 101 | 99.5 | Siemens | SWT 2.3-101 | 2015 | 43.9139 | -81.59
Ontario | K2 Wind Power Facility | 269.96 | KII54 | 54 | 140 | 1903 | 101 | 99.5 | Siemens | SWT 2.3-101 | 2015 | 43.9194 | -81.5896
Ontario | K2 Wind Power Facility | 269.96 | KII55 | 55 | 140 | 1903 | 101 | 99.5 | Siemens | SWT 2.3-101 | 2015 | 43.9176 | -81.5867
Ontario | K2 Wind Power Facility | 269.96 | KII56 | 56 | 140 | 1903 | 101 | 99.5 | Siemens | SWT 2.3-101 | 2015 | 43.9225 | -81.5839
Ontario | K2 Wind Power Facility | 269.96 | KII57 | 57 | 140 | 1903 | 101 | 99.5 | Siemens | SWT 2.3-101 | 2015 | 43.9285 | -81.6232
Ontario | K2 Wind Power Facility | 269.96 | KII58 | 58 | 140 | 1903 | 101 | 99.5 | Siemens | SWT 2.3-101 | 2015 | 43.9329 | -81.6246
Ontario | K2 Wind Power Facility | 269.96 | KII59 | 59 | 140 | 1903 | 101 | 99.5 | Siemens | SWT 2.3-101 | 2015 | 43.9373 | -81.6199
Ontario | K2 Wind Power Facility | 269.96 | KII60 | 60 | 140 | 1903 | 101 | 99.5 | Siemens | SWT 2.3-101 | 2015 | 43.9359 | -81.6376
Ontario | K2 Wind Power Facility | 269.96 | KII61 | 61 | 140 | 1903 | 101 | 99.5 | Siemens | SWT 2.3-101 | 2015 | 43.938 | -81.633
Ontario | K2 Wind Power Facility | 269.96 | KII62 | 62 | 140 | 1903 | 101 | 99.5 | Siemens | SWT 2.3-101 | 2015 | 43.9397 | -81.6422
Ontario | K2 Wind Power Facility | 269.96 | KII63 | 63 | 140 | 1903 | 101 | 99.5 | Siemens | SWT 2.3-101 | 2015 | 43.938 | -81.6507
Ontario | K2 Wind Power Facility | 269.96 | KII64 | 64 | 140 | 1903 | 101 | 99.5 | Siemens | SWT 2.3-101 | 2015 | 43.9408 | -81.6479
Ontario | K2 Wind Power Facility | 269.96 | KII65 | 65 | 140 | 1903 | 101 | 99.5 | Siemens | SWT 2.3-101 | 2015 | 43.9421 | -81.652
Ontario | K2 Wind Power Facility | 269.96 | KII66 | 66 | 140 | 1903 | 101 | 99.5 | Siemens | SWT 2.3-101 | 2015 | 43.946 | -81.6464
Ontario | K2 Wind Power Facility | 269.96 | KII67 | 67 | 140 | 1903 | 101 | 99.5 | Siemens | SWT 2.3-101 | 2015 | 43.9489 | -81.6513
Ontario | K2 Wind Power Facility | 269.96 | KII68 | 68 | 140 | 1903 | 101 | 99.5 | Siemens | SWT 2.3-101 | 2015 | 43.9488 | -81.6435
Ontario | K2 Wind Power Facility | 269.96 | KII69 | 69 | 140 | 1903 | 101 | 99.5 | Siemens | SWT 2.3-101 | 2015 | 43.9502 | -81.647
Ontario | K2 Wind Power Facility | 269.96 | KII70 | 70 | 140 | 1903 | 101 | 99.5 | Siemens | SWT 2.3-101 | 2015 | 43.955 | -81.6478
Ontario | K2 Wind Power Facility | 269.96 | KII71 | 71 | 140 | 1903 | 101 | 99.5 | Siemens | SWT 2.3-101 | 2015 | 43.9478 | -81.6692
Ontario | K2 Wind Power Facility | 269.96 | KII72 | 72 | 140 | 1903 | 101 | 99.5 | Siemens | SWT 2.3-101 | 2015 | 43.9547 | -81.6675
Ontario | K2 Wind Power Facility | 269.96 | KII73 | 73 | 140 | 1903 | 101 | 99.5 | Siemens | SWT 2.3-101 | 2015 | 43.9589 | -81.6664
Ontario | K2 Wind Power Facility | 269.96 | KII74 | 74 | 140 | 1903 | 101 | 99.5 | Siemens | SWT 2.3-101 | 2015 | 43.9576 | -81.663
Ontario | K2 Wind Power Facility | 269.96 | KII75 | 75 | 140 | 1903 | 101 | 99.5 | Siemens | SWT 2.3-101 | 2015 | 43.9552 | -81.6608
Ontario | K2 Wind Power Facility | 269.96 | KII76 | 76 | 140 | 1903 | 101 | 99.5 | Siemens | SWT 2.3-101 | 2015 | 43.9542 | -81.6577
Ontario | K2 Wind Power Facility | 269.96 | KII77 | 77 | 140 | 1903 | 101 | 99.5 | Siemens | SWT 2.3-101 | 2015 | 43.9551 | -81.6931
Ontario | K2 Wind Power Facility | 269.96 | KII78 | 78 | 140 | 1903 | 101 | 99.5 | Siemens | SWT 2.3-101 | 2015 | 43.9553 | -81.6901
Ontario | K2 Wind Power Facility | 269.96 | KII79 | 79 | 140 | 1903 | 101 | 99.5 | Siemens | SWT 2.3-101 | 2015 | 43.9571 | -81.6849
Ontario | K2 Wind Power Facility | 269.96 | KII80 | 80 | 140 | 1903 | 101 | 99.5 | Siemens | SWT 2.3-101 | 2015 | 43.9613 | -81.6911
Ontario | K2 Wind Power Facility | 269.96 | KII81 | 81 | 140 | 1903 | 101 | 99.5 | Siemens | SWT 2.3-101 | 2015 | 43.9638 | -81.6924
Ontario | K2 Wind Power Facility | 269.96 | KII82 | 82 | 140 | 1903 | 101 | 99.5 | Siemens | SWT 2.3-101 | 2015 | 43.9694 | -81.6872
Ontario | K2 Wind Power Facility | 269.96 | KII83 | 83 | 140 | 1903 | 101 | 99.5 | Siemens | SWT 2.3-101 | 2015 | 43.9671 | -81.6858
Ontario | K2 Wind Power Facility | 269.96 | KII84 | 84 | 140 | 1903 | 101 | 99.5 | Siemens | SWT 2.3-101 | 2015 | 43.9307 | -81.5634
Ontario | K2 Wind Power Facility | 269.96 | KII85 | 85 | 140 | 1903 | 101 | 99.5 | Siemens | SWT 2.3-101 | 2015 | 43.9341 | -81.5627
Ontario | K2 Wind Power Facility | 269.96 | KII86 | 86 | 140 | 1903 | 101 | 99.5 | Siemens | SWT 2.3-101 | 2015 | 43.9444 | -81.5716
Ontario | K2 Wind Power Facility | 269.96 | KII87 | 87 | 140 | 1903 | 101 | 99.5 | Siemens | SWT 2.3-101 | 2015 | 43.9473 | -81.5785
Ontario | K2 Wind Power Facility | 269.96 | KII88 | 88 | 140 | 1903 | 101 | 99.5 | Siemens | SWT 2.3-101 | 2015 | 43.9474 | -81.5679
Ontario | K2 Wind Power Facility | 269.96 | KII89 | 89 | 140 | 1903 | 101 | 99.5 | Siemens | SWT 2.3-101 | 2015 | 43.9497 | -81.5763
Ontario | K2 Wind Power Facility | 269.96 | KII90 | 90 | 140 | 1903 | 101 | 99.5 | Siemens | SWT 2.3-101 | 2015 | 43.9517 | -81.5781
Ontario | K2 Wind Power Facility | 269.96 | KII91 | 91 | 140 | 1903 | 101 | 99.5 | Siemens | SWT 2.3-101 | 2015 | 43.9492 | -81.5987
Ontario | K2 Wind Power Facility | 269.96 | KII92 | 92 | 140 | 1903 | 101 | 99.5 | Siemens | SWT 2.3-101 | 2015 | 43.9545 | -81.5949
Ontario | K2 Wind Power Facility | 269.96 | KII93 | 93 | 140 | 1903 | 101 | 99.5 | Siemens | SWT 2.3-101 | 2015 | 43.9562 | -81.5984
Ontario | K2 Wind Power Facility | 269.96 | KII94 | 94 | 140 | 1903 | 101 | 99.5 | Siemens | SWT 2.3-101 | 2015 | 43.9586 | -81.5908
Ontario | K2 Wind Power Facility | 269.96 | KII95 | 95 | 140 | 1903 | 101 | 99.5 | Siemens | SWT 2.3-101 | 2015 | 43.9508 | -81.6093
Ontario | K2 Wind Power Facility | 269.96 | KII96 | 96 | 140 | 1903 | 101 | 99.5 | Siemens | SWT 2.3-101 | 2015 | 43.9533 | -81.6177
Ontario | K2 Wind Power Facility | 269.96 | KII97 | 97 | 140 | 1903 | 101 | 99.5 | Siemens | SWT 2.3-101 | 2015 | 43.9543 | -81.6062
Ontario | K2 Wind Power Facility | 269.96 | KII98 | 98 | 140 | 1903 | 101 | 99.5 | Siemens | SWT 2.3-101 | 2015 | 43.9565 | -81.6161
Ontario | K2 Wind Power Facility | 269.96 | KII99 | 99 | 140 | 1903 | 101 | 99.5 | Siemens | SWT 2.3-101 | 2015 | 43.9583 | -81.6097
Ontario | K2 Wind Power Facility | 269.96 | KII100 | 100 | 140 | 1903 | 101 | 99.5 | Siemens | SWT 2.3-101 | 2015 | 43.9613 | -81.6075
Ontario | K2 Wind Power Facility | 269.96 | KII101 | 101 | 140 | 1903 | 101 | 99.5 | Siemens | SWT 2.3-101 | 2015 | 43.961 | -81.6437
Ontario | K2 Wind Power Facility | 269.96 | KII102 | 102 | 140 | 1903 | 101 | 99.5 | Siemens | SWT 2.3-101 | 2015 | 43.9592 | -81.6398
Ontario | K2 Wind Power Facility | 269.96 | KII103 | 103 | 140 | 1903 | 101 | 99.5 | Siemens | SWT 2.3-101 | 2015 | 43.9629 | -81.6364
Ontario | K2 Wind Power Facility | 269.96 | KII104 | 104 | 140 | 1903 | 101 | 99.5 | Siemens | SWT 2.3-101 | 2015 | 43.9727 | -81.6589
Ontario | K2 Wind Power Facility | 269.96 | KII105 | 105 | 140 | 1903 | 101 | 99.5 | Siemens | SWT 2.3-101 | 2015 | 43.977 | -81.6464
Ontario | K2 Wind Power Facility | 269.96 | KII106 | 106 | 140 | 1903 | 101 | 99.5 | Siemens | SWT 2.3-101 | 2015 | 43.979 | -81.6505
Ontario | K2 Wind Power Facility | 269.96 | KII107 | 107 | 140 | 1903 | 101 | 99.5 | Siemens | SWT 2.3-101 | 2015 | 43.9824 | -81.6479
Ontario | K2 Wind Power Facility | 269.96 | KII108 | 108 | 140 | 1903 | 101 | 99.5 | Siemens | SWT 2.3-101 | 2015 | 43.9744 | -81.6692
Ontario | K2 Wind Power Facility | 269.96 | KII109 | 109 | 140 | 1903 | 101 | 99.5 | Siemens | SWT 2.3-101 | 2015 | 43.9756 | -81.6738
Ontario | K2 Wind Power Facility | 269.96 | KII110 | 110 | 140 | 1903 | 101 | 99.5 | Siemens | SWT 2.3-101 | 2015 | 43.9771 | -81.6685
Ontario | K2 Wind Power Facility | 269.96 | KII111 | 111 | 140 | 1903 | 101 | 99.5 | Siemens | SWT 2.3-101 | 2015 | 43.9796 | -81.6724
Ontario | K2 Wind Power Facility | 269.96 | KII112 | 112 | 140 | 1903 | 101 | 99.5 | Siemens | SWT 2.3-101 | 2015 | 43.9799 | -81.668
Ontario | K2 Wind Power Facility | 269.96 | KII113 | 113 | 140 | 1903 | 101 | 99.5 | Siemens | SWT 2.3-101 | 2015 | 43.983 | -81.6957
Ontario | K2 Wind Power Facility | 269.96 | KII114 | 114 | 140 | 1903 | 101 | 99.5 | Siemens | SWT 2.3-101 | 2015 | 43.9854 | -81.6932
Ontario | K2 Wind Power Facility | 269.96 | KII115 | 115 | 140 | 1903 | 101 | 99.5 | Siemens | SWT 2.3-101 | 2015 | 43.9855 | -81.6892
Ontario | K2 Wind Power Facility | 269.96 | KII116 | 116 | 140 | 2030 | 101 | 99.5 | Siemens | SWT 2.3-101 | 2015 | 43.9586 | -81.567
Ontario | K2 Wind Power Facility | 269.96 | KII117 | 117 | 140 | 2030 | 101 | 99.5 | Siemens | SWT 2.3-101 | 2015 | 43.9584 | -81.5572
Ontario | K2 Wind Power Facility | 269.96 | KII118 | 118 | 140 | 2030 | 101 | 99.5 | Siemens | SWT 2.3-101 | 2015 | 43.9782 | -81.5732
Ontario | K2 Wind Power Facility | 269.96 | KII119 | 119 | 140 | 2030 | 101 | 99.5 | Siemens | SWT 2.3-101 | 2015 | 43.9755 | -81.5775
Ontario | K2 Wind Power Facility | 269.96 | KII120 | 120 | 140 | 2030 | 101 | 99.5 | Siemens | SWT 2.3-101 | 2015 | 43.9752 | -81.582
Ontario | K2 Wind Power Facility | 269.96 | KII121 | 121 | 140 | 2030 | 101 | 99.5 | Siemens | SWT 2.3-101 | 2015 | 43.98 | -81.5777
Ontario | K2 Wind Power Facility | 269.96 | KII122 | 122 | 140 | 2030 | 101 | 99.5 | Siemens | SWT 2.3-101 | 2015 | 43.9763 | -81.5863
Ontario | K2 Wind Power Facility | 269.96 | KII123 | 123 | 140 | 2030 | 101 | 99.5 | Siemens | SWT 2.3-101 | 2015 | 43.982 | -81.5821
Ontario | K2 Wind Power Facility | 269.96 | KII124 | 124 | 140 | 2030 | 101 | 99.5 | Siemens | SWT 2.3-101 | 2015 | 43.9788 | -81.5924
Ontario | K2 Wind Power Facility | 269.96 | KII125 | 125 | 140 | 2030 | 101 | 99.5 | Siemens | SWT 2.3-101 | 2015 | 43.9834 | -81.5888
Ontario | K2 Wind Power Facility | 269.96 | KII126 | 126 | 140 | 2030 | 101 | 99.5 | Siemens | SWT 2.3-101 | 2015 | 43.9809 | -81.6211
Ontario | K2 Wind Power Facility | 269.96 | KII127 | 127 | 140 | 2030 | 101 | 99.5 | Siemens | SWT 2.3-101 | 2015 | 43.9863 | -81.6177
Ontario | K2 Wind Power Facility | 269.96 | KII128 | 128 | 140 | 2030 | 101 | 99.5 | Siemens | SWT 2.3-101 | 2015 | 43.9844 | -81.6291
Ontario | K2 Wind Power Facility | 269.96 | KII129 | 129 | 140 | 2030 | 101 | 99.5 | Siemens | SWT 2.3-101 | 2015 | 43.9879 | -81.6298
Ontario | K2 Wind Power Facility | 269.96 | KII130 | 130 | 140 | 2126 | 101 | 99.5 | Siemens | SWT 2.3-101 | 2015 | 43.9895 | -81.625
Ontario | K2 Wind Power Facility | 269.96 | KII131 | 131 | 140 | 2126 | 101 | 99.5 | Siemens | SWT 2.3-101 | 2015 | 43.9934 | -81.6259
Ontario | K2 Wind Power Facility | 269.96 | KII132 | 132 | 140 | 2126 | 101 | 99.5 | Siemens | SWT 2.3-101 | 2015 | 43.9909 | -81.6202
Ontario | K2 Wind Power Facility | 269.96 | KII133 | 133 | 140 | 2126 | 101 | 99.5 | Siemens | SWT 2.3-101 | 2015 | 43.995 | -81.6208
Ontario | K2 Wind Power Facility | 269.96 | KII134 | 134 | 140 | 2126 | 101 | 99.5 | Siemens | SWT 2.3-101 | 2015 | 43.9933 | -81.6167
Ontario | K2 Wind Power Facility | 269.96 | KII135 | 135 | 140 | 2221 | 101 | 99.5 | Siemens | SWT 2.3-101 | 2015 | 43.9984 | -81.6227
Ontario | K2 Wind Power Facility | 269.96 | KII136 | 136 | 140 | 2221 | 101 | 99.5 | Siemens | SWT 2.3-101 | 2015 | 43.9969 | -81.6283
Ontario | K2 Wind Power Facility | 269.96 | KII137 | 137 | 140 | 2300 | 101 | 99.5 | Siemens | SWT 2.3-101 | 2015 | 43.9993 | -81.6341
Ontario | K2 Wind Power Facility | 269.96 | KII138 | 138 | 140 | 2300 | 101 | 99.5 | Siemens | SWT 2.3-101 | 2015 | 44.0046 | -81.6401
Ontario | K2 Wind Power Facility | 269.96 | KII139 | 139 | 140 | 2300 | 101 | 99.5 | Siemens | SWT 2.3-101 | 2015 | 44.0152 | -81.7023
Ontario | K2 Wind Power Facility | 269.96 | KII140 | 140 | 140 | 2300 | 101 | 99.5 | Siemens | SWT 2.3-101 | 2015 | 44.0148 | -81.7067
Ontario | Kent Breeze Wind Farm | 20 | KBW1 | 1 | 8 | 2500 | 100 | 85 | General Electric | GE 2.5-100 | 2011 | 42.5311 | -82.0621
Ontario | Kent Breeze Wind Farm | 20 | KBW2 | 2 | 8 | 2500 | 100 | 85 | General Electric | GE 2.5-100 | 2011 | 42.5338 | -82.0515
Ontario | Kent Breeze Wind Farm | 20 | KBW3 | 3 | 8 | 2500 | 100 | 85 | General Electric | GE 2.5-100 | 2011 | 42.5396 | -82.0473
Ontario | Kent Breeze Wind Farm | 20 | KBW4 | 4 | 8 | 2500 | 100 | 85 | General Electric | GE 2.5-100 | 2011 | 42.543 | -82.0442
Ontario | Kent Breeze Wind Farm | 20 | KBW5 | 5 | 8 | 2500 | 100 | 85 | General Electric | GE 2.5-100 | 2011 | 42.5416 | -82.0273
Ontario | Kent Breeze Wind Farm | 20 | KBW6 | 6 | 8 | 2500 | 100 | 85 | General Electric | GE 2.5-100 | 2011 | 42.5483 | -82.0261
Ontario | Kent Breeze Wind Farm | 20 | KBW7 | 7 | 8 | 2500 | 100 | 85 | General Electric | GE 2.5-100 | 2011 | 42.5563 | -82.0235
Ontario | Kent Breeze Wind Farm | 20 | KBW8 | 8 | 8 | 2500 | 100 | 85 | General Electric | GE 2.5-100 | 2011 | 42.5473 | -82.0572
Ontario | Kingsbridge I Wind Power | 39.6 | KIN1 | 1 | 22 | 1800 | 80 | 78 | Vestas | V80-1.8 | 2006 | 43.7883 | -81.6416 | Turbine fire in 2023, likely won't be replaced before farm EoL
Ontario | Kingsbridge I Wind Power | 39.6 | KIN2 | 2 | 22 | 1800 | 90 | 80 | Vestas | V90-1.8 | 2013 | 43.7833 | -81.6633 | Turbine fire in 2023, likely won't be replaced before farm EoL
Ontario | Kingsbridge I Wind Power | 39.6 | KIN3 | 3 | 22 | 1800 | 80 | 78 | Vestas | V80-1.8 | 2006 | 43.7855 | -81.6567 | Turbine fire in 2023, likely won't be replaced before farm EoL
Ontario | Kingsbridge I Wind Power | 39.6 | KIN4 | 4 | 22 | 1800 | 80 | 78 | Vestas | V80-1.8 | 2006 | 43.787 | -81.6602 | Turbine fire in 2023, likely won't be replaced before farm EoL
Ontario | Kingsbridge I Wind Power | 39.6 | KIN5 | 5 | 22 | 1800 | 80 | 78 | Vestas | V80-1.8 | 2006 | 43.7914 | -81.66 | Turbine fire in 2023, likely won't be replaced before farm EoL
Ontario | Kingsbridge I Wind Power | 39.6 | KIN6 | 6 | 22 | 1800 | 80 | 78 | Vestas | V80-1.8 | 2006 | 43.8014 | -81.6568 | Turbine fire in 2023, likely won't be replaced before farm EoL
Ontario | Kingsbridge I Wind Power | 39.6 | KIN7 | 7 | 22 | 1800 | 80 | 80 | Vestas | V80-1.8 | 2006 | 43.8029 | -81.6621 | Turbine fire in 2023, likely won't be replaced before farm EoL
Ontario | Kingsbridge I Wind Power | 39.6 | KIN8 | 8 | 22 | 1800 | 80 | 78 | Vestas | V80-1.8 | 2006 | 43.8006 | -81.6801 | Turbine fire in 2023, likely won't be replaced before farm EoL
Ontario | Kingsbridge I Wind Power | 39.6 | KIN9 | 9 | 22 | 1800 | 80 | 78 | Vestas | V80-1.8 | 2006 | 43.7988 | -81.6837 | Turbine fire in 2023, likely won't be replaced before farm EoL
Ontario | Kingsbridge I Wind Power | 39.6 | KIN10 | 10 | 22 | 1800 | 80 | 78 | Vestas | V80-1.8 | 2006 | 43.8016 | -81.6854 | Turbine fire in 2023, likely won't be replaced before farm EoL
Ontario | Kingsbridge I Wind Power | 39.6 | KIN11 | 11 | 22 | 1800 | 80 | 78 | Vestas | V80-1.8 | 2006 | 43.8522 | -81.6945 | Turbine fire in 2023, likely won't be replaced before farm EoL
Ontario | Kingsbridge I Wind Power | 39.6 | KIN12 | 12 | 22 | 1800 | 80 | 78 | Vestas | V80-1.8 | 2006 | 43.8585 | -81.6919 | Turbine fire in 2023, likely won't be replaced before farm EoL
Ontario | Kingsbridge I Wind Power | 39.6 | KIN13 | 13 | 22 | 1800 | 80 | 78 | Vestas | V80-1.8 | 2006 | 43.8717 | -81.6833 | Turbine fire in 2023, likely won't be replaced before farm EoL
Ontario | Kingsbridge I Wind Power | 39.6 | KIN14 | 14 | 22 | 1800 | 80 | 78 | Vestas | V80-1.8 | 2006 | 43.8818 | -81.6777 | Turbine fire in 2023, likely won't be replaced before farm EoL
Ontario | Kingsbridge I Wind Power | 39.6 | KIN15 | 15 | 22 | 1800 | 80 | 78 | Vestas | V80-1.8 | 2006 | 43.8955 | -81.6878 | Turbine fire in 2023, likely won't be replaced before farm EoL
Ontario | Kingsbridge I Wind Power | 39.6 | KIN16 | 16 | 22 | 1800 | 80 | 78 | Vestas | V80-1.8 | 2006 | 43.901 | -81.6838 | Turbine fire in 2023, likely won't be replaced before farm EoL
Ontario | Kingsbridge I Wind Power | 39.6 | KIN17 | 17 | 22 | 1800 | 80 | 78 | Vestas | V80-1.8 | 2006 | 43.8988 | -81.6779 | Turbine fire in 2023, likely won't be replaced before farm EoL
Ontario | Kingsbridge I Wind Power | 39.6 | KIN18 | 18 | 22 | 1800 | 80 | 78 | Vestas | V80-1.8 | 2006 | 43.9039 | -81.6771 | Turbine fire in 2023, likely won't be replaced before farm EoL
Ontario | Kingsbridge I Wind Power | 39.6 | KIN19 | 19 | 22 | 1800 | 80 | 78 | Vestas | V80-1.8 | 2006 | 43.9059 | -81.6726 | Turbine fire in 2023, likely won't be replaced before farm EoL
Ontario | Kingsbridge I Wind Power | 39.6 | KIN20 | 20 | 22 | 1800 | 80 | 78 | Vestas | V80-1.8 | 2006 | 43.9171 | -81.6668 | Turbine fire in 2023, likely won't be replaced before farm EoL
Ontario | Kingsbridge I Wind Power | 39.6 | KIN21 | 21 | 22 | 1800 | 80 | 78 | Vestas | V80-1.8 | 2006 | 43.9209 | -81.6637 | Turbine fire in 2023, likely won't be replaced before farm EoL
Ontario | Kingsbridge I Wind Power | 39.6 | KIN22 | 22 | 22 | 1800 | 80 | 78 | Vestas | V80-1.8 | 2006 | 43.9221 | -81.6544 | Turbine fire in 2023, likely won't be replaced before farm EoL
Ontario | Living Labs | 0.0104 | LVL1 | 1 | 3 | 1 | 2.5 | 17.4 | Bergey | Excel 1-48 | 2012 | 43.8317 | -79.5891
Ontario | Living Labs | 0.0104 | LVL2 | 2 | 3 | 2.4 | 3.72 | 15.2 | Southwest Windpower | Skystream 3.7 | 2012 | 43.8313 | -79.5881
Ontario | Living Labs | 0.0104 | LVL3 | 3 | 3 | 7 | 1.93 | 18.3 | Darrieus-Savonius | HiVAWT | 2015 | 43.8313 | -79.5881 | Vertical Axis Hybrid
Ontario | Marsh Line (Thames River I) | 40 | THM16 | 11 | 45 | 2000 | 82 | 78 | Enercon | E82-2.0 | 2009 | 42.4774 | -82.3602
Ontario | Marsh Line (Thames River I) | 40 | THM17 | 12 | 45 | 2000 | 82 | 78 | Enercon | E82-2.0 | 2009 | 42.4761 | -82.3584
Ontario | Marsh Line (Thames River I) | 40 | THM18 | 13 | 45 | 2000 | 82 | 78 | Enercon | E82-2.0 | 2009 | 42.471 | -82.351
Ontario | Marsh Line (Thames River I) | 40 | THM19 | 14 | 45 | 2000 | 82 | 78 | Enercon | E82-2.0 | 2009 | 42.4694 | -82.3495
Ontario | Marsh Line (Thames River I) | 40 | THM20 | 15 | 45 | 2000 | 82 | 78 | Enercon | E82-2.0 | 2009 | 42.4657 | -82.3549
Ontario | McLean's Mountain | 60 | MCM1 | 1 | 24 | 2490 | 103 | 98.3 | General Electric | GE 2.85-103 | 2014 | 45.9094 | -82.0869 | Turbine derated from 2.85 MW
Ontario | McLean's Mountain | 60 | MCM2 | 2 | 24 | 2490 | 103 | 98.3 | General Electric | GE 2.85-103 | 2014 | 45.9026 | -82.0875 | Turbine derated from 2.85 MW
Ontario | McLean's Mountain | 60 | MCM3 | 3 | 24 | 2490 | 103 | 98.3 | General Electric | GE 2.85-103 | 2014 | 45.8998 | -82.0808 | Turbine derated from 2.85 MW
Ontario | McLean's Mountain | 60 | MCM4 | 4 | 24 | 2490 | 103 | 98.3 | General Electric | GE 2.85-103 | 2014 | 45.8967 | -82.0873 | Turbine derated from 2.85 MW
Ontario | McLean's Mountain | 60 | MCM5 | 5 | 24 | 2490 | 103 | 98.3 | General Electric | GE 2.85-103 | 2014 | 45.8919 | -82.0913 | Turbine derated from 2.85 MW
Ontario | McLean's Mountain | 60 | MCM6 | 6 | 24 | 2490 | 103 | 98.3 | General Electric | GE 2.85-103 | 2014 | 45.9241 | -82.0206 | Turbine derated from 2.85 MW
Ontario | McLean's Mountain | 60 | MCM7 | 7 | 24 | 2490 | 103 | 98.3 | General Electric | GE 2.85-103 | 2014 | 45.9271 | -82.0171 | Turbine derated from 2.85 MW
Ontario | McLean's Mountain | 60 | MCM8 | 8 | 24 | 2490 | 103 | 98.3 | General Electric | GE 2.85-103 | 2014 | 45.9217 | -81.993 | Turbine derated from 2.85 MW
Ontario | McLean's Mountain | 60 | MCM9 | 9 | 24 | 2490 | 103 | 98.3 | General Electric | GE 2.85-103 | 2014 | 45.9253 | -81.9927 | Turbine derated from 2.85 MW
Ontario | McLean's Mountain | 60 | MCM10 | 10 | 24 | 2490 | 103 | 98.3 | General Electric | GE 2.85-103 | 2014 | 45.916 | -81.9803 | Turbine derated from 2.85 MW
Ontario | McLean's Mountain | 60 | MCM11 | 11 | 24 | 2490 | 103 | 98.3 | General Electric | GE 2.85-103 | 2014 | 45.9133 | -81.9834 | Turbine derated from 2.85 MW
Ontario | McLean's Mountain | 60 | MCM12 | 12 | 24 | 2490 | 103 | 98.3 | General Electric | GE 2.85-103 | 2014 | 45.9103 | -81.9766 | Turbine derated from 2.85 MW
Ontario | McLean's Mountain | 60 | MCM13 | 13 | 24 | 2490 | 103 | 98.3 | General Electric | GE 2.85-103 | 2014 | 45.913 | -81.97 | Turbine derated from 2.85 MW
Ontario | McLean's Mountain | 60 | MCM14 | 14 | 24 | 2490 | 103 | 98.3 | General Electric | GE 2.85-103 | 2014 | 45.9259 | -81.9543 | Turbine derated from 2.85 MW
Ontario | McLean's Mountain | 60 | MCM15 | 15 | 24 | 2380 | 103 | 98.3 | General Electric | GE 2.85-103 | 2014 | 45.9265 | -81.9638 | Turbine derated from 2.85 MW
Ontario | McLean's Mountain | 60 | MCM16 | 16 | 24 | 2490 | 103 | 98.3 | General Electric | GE 2.85-103 | 2014 | 45.9373 | -81.9472 | Turbine derated from 2.85 MW
Ontario | McLean's Mountain | 60 | MCM17 | 17 | 24 | 2660 | 103 | 98.3 | General Electric | GE 2.85-103 | 2014 | 45.9441 | -81.9421 | Turbine derated from 2.85 MW
Ontario | McLean's Mountain | 60 | MCM18 | 18 | 24 | 2490 | 103 | 98.3 | General Electric | GE 2.85-103 | 2014 | 45.9433 | -81.9511 | Turbine derated from 2.85 MW
Ontario | McLean's Mountain | 60 | MCM19 | 19 | 24 | 2660 | 103 | 98.3 | General Electric | GE 2.85-103 | 2014 | 45.9487 | -81.955 | Turbine derated from 2.85 MW
Ontario | McLean's Mountain | 60 | MCM20 | 20 | 24 | 2490 | 103 | 98.3 | General Electric | GE 2.85-103 | 2014 | 45.9466 | -81.9628 | Turbine derated from 2.85 MW
Ontario | McLean's Mountain | 60 | MCM21 | 21 | 24 | 2490 | 103 | 98.3 | General Electric | GE 2.85-103 | 2014 | 45.9394 | -81.9602 | Turbine derated from 2.85 MW
Ontario | McLean's Mountain | 60 | MCM22 | 22 | 24 | 2490 | 103 | 98.3 | General Electric | GE 2.85-103 | 2014 | 45.9397 | -81.9714 | Turbine derated from 2.85 MW
Ontario | McLean's Mountain | 60 | MCM23 | 23 | 24 | 2490 | 103 | 98.3 | General Electric | GE 2.85-103 | 2014 | 45.9391 | -81.9789 | Turbine derated from 2.85 MW
Ontario | McLean's Mountain | 60 | MCM24 | 24 | 24 | 2490 | 103 | 98.3 | General Electric | GE 2.85-103 | 2014 | 45.9379 | -81.991 | Turbine derated from 2.85 MW
Ontario | Melancthon | 199.5 | MEL1 | 1 | 133 | 1500 | 77 | 80 | General Electric | GE 1.5SLE | 2006/2008 | 44.1602 | -80.297
Ontario | Melancthon | 199.5 | MEL2 | 2 | 133 | 1500 | 77 | 80 | General Electric | GE 1.5SLE | 2006/2008 | 44.1583 | -80.2994
Ontario | Melancthon | 199.5 | MEL3 | 3 | 133 | 1500 | 77 | 80 | General Electric | GE 1.5SLE | 2006/2008 | 44.156 | -80.3021
Ontario | Melancthon | 199.5 | MEL4 | 4 | 133 | 1500 | 77 | 80 | General Electric | GE 1.5SLE | 2006/2008 | 44.1477 | -80.3082
Ontario | Melancthon | 199.5 | MEL5 | 5 | 133 | 1500 | 77 | 80 | General Electric | GE 1.5SLE | 2006/2008 | 44.1447 | -80.3101
Ontario | Melancthon | 199.5 | MEL6 | 6 | 133 | 1500 | 77 | 80 | General Electric | GE 1.5SLE | 2006/2008 | 44.1417 | -80.3146
Ontario | Melancthon | 199.5 | MEL7 | 7 | 133 | 1500 | 77 | 80 | General Electric | GE 1.5SLE | 2006/2008 | 44.1407 | -80.3082
Ontario | Melancthon | 199.5 | MEL8 | 8 | 133 | 1500 | 77 | 80 | General Electric | GE 1.5SLE | 2006/2008 | 44.1431 | -80.3016
Ontario | Melancthon | 199.5 | MEL9 | 9 | 133 | 1500 | 77 | 80 | General Electric | GE 1.5SLE | 2006/2008 | 44.1415 | -80.2982
Ontario | Melancthon | 199.5 | MEL10 | 10 | 133 | 1500 | 77 | 80 | General Electric | GE 1.5SLE | 2006/2008 | 44.1438 | -80.2828
Ontario | Melancthon | 199.5 | MEL11 | 11 | 133 | 1500 | 77 | 80 | General Electric | GE 1.5SLE | 2006/2008 | 44.1432 | -80.2772
Ontario | Melancthon | 199.5 | MEL12 | 12 | 133 | 1500 | 77 | 80 | General Electric | GE 1.5SLE | 2006/2008 | 44.1394 | -80.2743
Ontario | Melancthon | 199.5 | MEL13 | 13 | 133 | 1500 | 77 | 80 | General Electric | GE 1.5SLE | 2006/2008 | 44.1351 | -80.2918
Ontario | Melancthon | 199.5 | MEL14 | 14 | 133 | 1500 | 77 | 80 | General Electric | GE 1.5SLE | 2006/2008 | 44.1319 | -80.2898
Ontario | Melancthon | 199.5 | MEL15 | 15 | 133 | 1500 | 77 | 80 | General Electric | GE 1.5SLE | 2006/2008 | 44.1289 | -80.2867
Ontario | Melancthon | 199.5 | MEL16 | 16 | 133 | 1500 | 77 | 80 | General Electric | GE 1.5SLE | 2006/2008 | 44.1244 | -80.2856
Ontario | Melancthon | 199.5 | MEL17 | 17 | 133 | 1500 | 77 | 80 | General Electric | GE 1.5SLE | 2006/2008 | 44.1276 | -80.2825
Ontario | Melancthon | 199.5 | MEL18 | 18 | 133 | 1500 | 77 | 80 | General Electric | GE 1.5SLE | 2006/2008 | 44.1254 | -80.2787
Ontario | Melancthon | 199.5 | MEL19 | 19 | 133 | 1500 | 77 | 80 | General Electric | GE 1.5SLE | 2006/2008 | 44.1323 | -80.338
Ontario | Melancthon | 199.5 | MEL20 | 20 | 133 | 1500 | 77 | 80 | General Electric | GE 1.5SLE | 2006/2008 | 44.1349 | -80.3198
Ontario | Melancthon | 199.5 | MEL21 | 21 | 133 | 1500 | 77 | 80 | General Electric | GE 1.5SLE | 2006/2008 | 44.133 | -80.3246
Ontario | Melancthon | 199.5 | MEL22 | 22 | 133 | 1500 | 77 | 80 | General Electric | GE 1.5SLE | 2006/2008 | 44.1283 | -80.3305
Ontario | Melancthon | 199.5 | MEL23 | 23 | 133 | 1500 | 77 | 80 | General Electric | GE 1.5SLE | 2006/2008 | 44.1254 | -80.3339
Ontario | Melancthon | 199.5 | MEL24 | 24 | 133 | 1500 | 77 | 80 | General Electric | GE 1.5SLE | 2006/2008 | 44.1256 | -80.3248
Ontario | Melancthon | 199.5 | MEL25 | 25 | 133 | 1500 | 77 | 80 | General Electric | GE 1.5SLE | 2006/2008 | 44.1216 | -80.3226
Ontario | Melancthon | 199.5 | MEL26 | 26 | 133 | 1500 | 77 | 80 | General Electric | GE 1.5SLE | 2006/2008 | 44.1178 | -80.3131
Ontario | Melancthon | 199.5 | MEL27 | 27 | 133 | 1500 | 77 | 80 | General Electric | GE 1.5SLE | 2006/2008 | 44.1143 | -80.3115
Ontario | Melancthon | 199.5 | MEL28 | 28 | 133 | 1500 | 77 | 80 | General Electric | GE 1.5SLE | 2006/2008 | 44.1176 | -80.3023
Ontario | Melancthon | 199.5 | MEL29 | 29 | 133 | 1500 | 77 | 80 | General Electric | GE 1.5SLE | 2006/2008 | 44.1132 | -80.2987
Ontario | Melancthon | 199.5 | MEL30 | 30 | 133 | 1500 | 77 | 80 | General Electric | GE 1.5SLE | 2006/2008 | 44.1102 | -80.2972
Ontario | Melancthon | 199.5 | MEL31 | 31 | 133 | 1500 | 77 | 80 | General Electric | GE 1.5SLE | 2006/2008 | 44.1076 | -80.2955
Ontario | Melancthon | 199.5 | MEL32 | 32 | 133 | 1500 | 77 | 80 | General Electric | GE 1.5SLE | 2006/2008 | 44.1057 | -80.2929
Ontario | Melancthon | 199.5 | MEL33 | 33 | 133 | 1500 | 77 | 80 | General Electric | GE 1.5SLE | 2006/2008 | 44.1025 | -80.292
Ontario | Melancthon | 199.5 | MEL34 | 34 | 133 | 1500 | 77 | 80 | General Electric | GE 1.5SLE | 2006/2008 | 44.102 | -80.2804
Ontario | Melancthon | 199.5 | MEL35 | 35 | 133 | 1500 | 77 | 80 | General Electric | GE 1.5SLE | 2006/2008 | 44.0995 | -80.2829
Ontario | Melancthon | 199.5 | MEL36 | 36 | 133 | 1500 | 77 | 80 | General Electric | GE 1.5SLE | 2006/2008 | 44.0972 | -80.2694
Ontario | Melancthon | 199.5 | MEL37 | 37 | 133 | 1500 | 77 | 80 | General Electric | GE 1.5SLE | 2006/2008 | 44.0951 | -80.2689
Ontario | Melancthon | 199.5 | MEL38 | 38 | 133 | 1500 | 77 | 80 | General Electric | GE 1.5SLE | 2006/2008 | 44.0931 | -80.2681
Ontario | Melancthon | 199.5 | MEL39 | 39 | 133 | 1500 | 77 | 80 | General Electric | GE 1.5SLE | 2006/2008 | 44.0911 | -80.2703
Ontario | Melancthon | 199.5 | MEL40 | 40 | 133 | 1500 | 77 | 80 | General Electric | GE 1.5SLE | 2006/2008 | 44.092 | -80.2599
Ontario | Melancthon | 199.5 | MEL41 | 41 | 133 | 1500 | 77 | 80 | General Electric | GE 1.5SLE | 2006/2008 | 44.0893 | -80.258
Ontario | Melancthon | 199.5 | MEL42 | 42 | 133 | 1500 | 77 | 80 | General Electric | GE 1.5SLE | 2006/2008 | 44.087 | -80.2563
Ontario | Melancthon | 199.5 | MEL43 | 43 | 133 | 1500 | 77 | 80 | General Electric | GE 1.5SLE | 2006/2008 | 44.0848 | -80.2591
Ontario | Melancthon | 199.5 | MEL44 | 44 | 133 | 1500 | 77 | 80 | General Electric | GE 1.5SLE | 2006/2008 | 44.1321 | -80.3607
Ontario | Melancthon | 199.5 | MEL45 | 45 | 133 | 1500 | 77 | 80 | General Electric | GE 1.5SLE | 2006/2008 | 44.1285 | -80.3637
Ontario | Melancthon | 199.5 | MEL46 | 46 | 133 | 1500 | 77 | 80 | General Electric | GE 1.5SLE | 2006/2008 | 44.1269 | -80.3527
Ontario | Melancthon | 199.5 | MEL47 | 47 | 133 | 1500 | 77 | 80 | General Electric | GE 1.5SLE | 2006/2008 | 44.1241 | -80.3547
Ontario | Melancthon | 199.5 | MEL48 | 48 | 133 | 1500 | 77 | 80 | General Electric | GE 1.5SLE | 2006/2008 | 44.1202 | -80.3394
Ontario | Melancthon | 199.5 | MEL49 | 49 | 133 | 1500 | 77 | 80 | General Electric | GE 1.5SLE | 2006/2008 | 44.1174 | -80.3348
Ontario | Melancthon | 199.5 | MEL50 | 50 | 133 | 1500 | 77 | 80 | General Electric | GE 1.5SLE | 2006/2008 | 44.1161 | -80.3457
Ontario | Melancthon | 199.5 | MEL51 | 51 | 133 | 1500 | 77 | 80 | General Electric | GE 1.5SLE | 2006/2008 | 44.1142 | -80.3399
Ontario | Melancthon | 199.5 | MEL52 | 52 | 133 | 1500 | 77 | 80 | General Electric | GE 1.5SLE | 2006/2008 | 44.107 | -80.3425
Ontario | Melancthon | 199.5 | MEL53 | 53 | 133 | 1500 | 77 | 80 | General Electric | GE 1.5SLE | 2006/2008 | 44.1013 | -80.3262
Ontario | Melancthon | 199.5 | MEL54 | 54 | 133 | 1500 | 77 | 80 | General Electric | GE 1.5SLE | 2006/2008 | 44.1021 | -80.3177
Ontario | Melancthon | 199.5 | MEL55 | 55 | 133 | 1500 | 77 | 80 | General Electric | GE 1.5SLE | 2006/2008 | 44.098 | -80.3202
Ontario | Melancthon | 199.5 | MEL56 | 56 | 133 | 1500 | 77 | 80 | General Electric | GE 1.5SLE | 2006/2008 | 44.0949 | -80.3202
Ontario | Melancthon | 199.5 | MEL57 | 57 | 133 | 1500 | 77 | 80 | General Electric | GE 1.5SLE | 2006/2008 | 44.0935 | -80.3157
Ontario | Melancthon | 199.5 | MEL58 | 58 | 133 | 1500 | 77 | 80 | General Electric | GE 1.5SLE | 2006/2008 | 44.0919 | -80.3104
Ontario | Melancthon | 199.5 | MEL59 | 59 | 133 | 1500 | 77 | 80 | General Electric | GE 1.5SLE | 2006/2008 | 44.089 | -80.3092
Ontario | Melancthon | 199.5 | MEL60 | 60 | 133 | 1500 | 77 | 80 | General Electric | GE 1.5SLE | 2006/2008 | 44.093 | -80.298
Ontario | Melancthon | 199.5 | MEL61 | 61 | 133 | 1500 | 77 | 80 | General Electric | GE 1.5SLE | 2006/2008 | 44.0899 | -80.3007
Ontario | Melancthon | 199.5 | MEL62 | 62 | 133 | 1500 | 77 | 80 | General Electric | GE 1.5SLE | 2006/2008 | 44.0868 | -80.3004
Ontario | Melancthon | 199.5 | MEL63 | 63 | 133 | 1500 | 77 | 80 | General Electric | GE 1.5SLE | 2006/2008 | 44.0834 | -80.2994
Ontario | Melancthon | 199.5 | MEL64 | 64 | 133 | 1500 | 77 | 80 | General Electric | GE 1.5SLE | 2006/2008 | 44.0889 | -80.2909
Ontario | Melancthon | 199.5 | MEL65 | 65 | 133 | 1500 | 77 | 80 | General Electric | GE 1.5SLE | 2006/2008 | 44.0872 | -80.288
Ontario | Melancthon | 199.5 | MEL66 | 66 | 133 | 1500 | 77 | 80 | General Electric | GE 1.5SLE | 2006/2008 | 44.0845 | -80.2885
Ontario | Melancthon | 199.5 | MEL67 | 67 | 133 | 1500 | 77 | 80 | General Electric | GE 1.5SLE | 2006/2008 | 44.0816 | -80.2867
Ontario | Melancthon | 199.5 | MEL68 | 68 | 133 | 1500 | 77 | 80 | General Electric | GE 1.5SLE | 2006/2008 | 44.079 | -80.2847
Ontario | Melancthon | 199.5 | MEL69 | 69 | 133 | 1500 | 77 | 80 | General Electric | GE 1.5SLE | 2006/2008 | 44.0755 | -80.2878
Ontario | Melancthon | 199.5 | MEL70 | 70 | 133 | 1500 | 77 | 80 | General Electric | GE 1.5SLE | 2006/2008 | 44.0799 | -80.2742
Ontario | Melancthon | 199.5 | MEL71 | 71 | 133 | 1500 | 77 | 80 | General Electric | GE 1.5SLE | 2006/2008 | 44.0773 | -80.2739
Ontario | Melancthon | 199.5 | MEL72 | 72 | 133 | 1500 | 77 | 80 | General Electric | GE 1.5SLE | 2006/2008 | 44.0752 | -80.2728
Ontario | Melancthon | 199.5 | MEL73 | 73 | 133 | 1500 | 77 | 80 | General Electric | GE 1.5SLE | 2006/2008 | 44.0723 | -80.2736
Ontario | Melancthon | 199.5 | MEL74 | 74 | 133 | 1500 | 77 | 80 | General Electric | GE 1.5SLE | 2006/2008 | 44.07 | -80.2751
Ontario | Melancthon | 199.5 | MEL75 | 75 | 133 | 1500 | 77 | 80 | General Electric | GE 1.5SLE | 2006/2008 | 44.0675 | -80.2764
Ontario | Melancthon | 199.5 | MEL76 | 76 | 133 | 1500 | 77 | 80 | General Electric | GE 1.5SLE | 2006/2008 | 44.065 | -80.2791
Ontario | Melancthon | 199.5 | MEL77 | 77 | 133 | 1500 | 77 | 80 | General Electric | GE 1.5SLE | 2006/2008 | 44.0728 | -80.2636
Ontario | Melancthon | 199.5 | MEL78 | 78 | 133 | 1500 | 77 | 80 | General Electric | GE 1.5SLE | 2006/2008 | 44.071 | -80.2611
Ontario | Melancthon | 199.5 | MEL79 | 79 | 133 | 1500 | 77 | 80 | General Electric | GE 1.5SLE | 2006/2008 | 44.1011 | -80.3476
Ontario | Melancthon | 199.5 | MEL80 | 80 | 133 | 1500 | 77 | 80 | General Electric | GE 1.5SLE | 2006/2008 | 44.1007 | -80.3564
Ontario | Melancthon | 199.5 | MEL81 | 81 | 133 | 1500 | 77 | 80 | General Electric | GE 1.5SLE | 2006/2008 | 44.0978 | -80.3592
Ontario | Melancthon | 199.5 | MEL82 | 82 | 133 | 1500 | 77 | 80 | General Electric | GE 1.5SLE | 2006/2008 | 44.0965 | -80.3551
Ontario | Melancthon | 199.5 | MEL83 | 83 | 133 | 1500 | 77 | 80 | General Electric | GE 1.5SLE | 2006/2008 | 44.0929 | -80.3551
Ontario | Melancthon | 199.5 | MEL84 | 84 | 133 | 1500 | 77 | 80 | General Electric | GE 1.5SLE | 2006/2008 | 44.0876 | -80.3481
Ontario | Melancthon | 199.5 | MEL85 | 85 | 133 | 1500 | 77 | 80 | General Electric | GE 1.5SLE | 2006/2008 | 44.0894 | -80.3322
Ontario | Melancthon | 199.5 | MEL86 | 86 | 133 | 1500 | 77 | 80 | General Electric | GE 1.5SLE | 2006/2008 | 44.0857 | -80.3338
Ontario | Melancthon | 199.5 | MEL87 | 87 | 133 | 1500 | 77 | 80 | General Electric | GE 1.5SLE | 2006/2008 | 44.0837 | -80.3298
Ontario | Melancthon | 199.5 | MEL88 | 88 | 133 | 1500 | 77 | 80 | General Electric | GE 1.5SLE | 2006/2008 | 44.081 | -80.3371
Ontario | Melancthon | 199.5 | MEL89 | 89 | 133 | 1500 | 77 | 80 | General Electric | GE 1.5SLE | 2006/2008 | 44.0776 | -80.3291
Ontario | Melancthon | 199.5 | MEL90 | 90 | 133 | 1500 | 77 | 80 | General Electric | GE 1.5SLE | 2006/2008 | 44.0751 | -80.3283
Ontario | Melancthon | 199.5 | MEL91 | 91 | 133 | 1500 | 77 | 80 | General Electric | GE 1.5SLE | 2006/2008 | 44.0731 | -80.3156
Ontario | Melancthon | 199.5 | MEL92 | 92 | 133 | 1500 | 77 | 80 | General Electric | GE 1.5SLE | 2006/2008 | 44.0708 | -80.316
Ontario | Melancthon | 199.5 | MEL93 | 93 | 133 | 1500 | 77 | 80 | General Electric | GE 1.5SLE | 2006/2008 | 44.0683 | -80.3167
Ontario | Melancthon | 199.5 | MEL94 | 94 | 133 | 1500 | 77 | 80 | General Electric | GE 1.5SLE | 2006/2008 | 44.0645 | -80.3026
Ontario | Melancthon | 199.5 | MEL95 | 95 | 133 | 1500 | 77 | 80 | General Electric | GE 1.5SLE | 2006/2008 | 44.0623 | -80.3034
Ontario | Melancthon | 199.5 | MEL96 | 96 | 133 | 1500 | 77 | 80 | General Electric | GE 1.5SLE | 2006/2008 | 44.0893 | -80.3698
Ontario | Melancthon | 199.5 | MEL97 | 97 | 133 | 1500 | 77 | 80 | General Electric | GE 1.5SLE | 2006/2008 | 44.0859 | -80.369
Ontario | Melancthon | 199.5 | MEL98 | 98 | 133 | 1500 | 77 | 80 | General Electric | GE 1.5SLE | 2006/2008 | 44.0805 | -80.3557
Ontario | Melancthon | 199.5 | MEL99 | 99 | 133 | 1500 | 77 | 80 | General Electric | GE 1.5SLE | 2006/2008 | 44.0768 | -80.3595
Ontario | Melancthon | 199.5 | MEL100 | 100 | 133 | 1500 | 77 | 80 | General Electric | GE 1.5SLE | 2006/2008 | 44.076 | -80.3517
Ontario | Melancthon | 199.5 | MEL101 | 101 | 133 | 1500 | 77 | 80 | General Electric | GE 1.5SLE | 2006/2008 | 44.0722 | -80.3514
Ontario | Melancthon | 199.5 | MEL102 | 102 | 133 | 1500 | 77 | 80 | General Electric | GE 1.5SLE | 2006/2008 | 44.0696 | -80.3479
Ontario | Melancthon | 199.5 | MEL103 | 103 | 133 | 1500 | 77 | 80 | General Electric | GE 1.5SLE | 2006/2008 | 44.0663 | -80.3297
Ontario | Melancthon | 199.5 | MEL104 | 104 | 133 | 1500 | 77 | 80 | General Electric | GE 1.5SLE | 2006/2008 | 44.0644 | -80.3322
Ontario | Melancthon | 199.5 | MEL105 | 105 | 133 | 1500 | 77 | 80 | General Electric | GE 1.5SLE | 2006/2008 | 44.0621 | -80.335
Ontario | Melancthon | 199.5 | MEL106 | 106 | 133 | 1500 | 77 | 80 | General Electric | GE 1.5SLE | 2006/2008 | 44.0608 | -80.3328
Ontario | Melancthon | 199.5 | MEL107 | 107 | 133 | 1500 | 77 | 80 | General Electric | GE 1.5SLE | 2006/2008 | 44.0591 | -80.3299
Ontario | Melancthon | 199.5 | MEL108 | 108 | 133 | 1500 | 77 | 80 | General Electric | GE 1.5SLE | 2006/2008 | 44.0574 | -80.327
Ontario | Melancthon | 199.5 | MEL109 | 109 | 133 | 1500 | 77 | 80 | General Electric | GE 1.5SLE | 2006/2008 | 44.0611 | -80.3622
Ontario | Melancthon | 199.5 | MEL110 | 110 | 133 | 1500 | 77 | 80 | General Electric | GE 1.5SLE | 2006/2008 | 44.058 | -80.3637
Ontario | Melancthon | 199.5 | MEL111 | 111 | 133 | 1500 | 77 | 80 | General Electric | GE 1.5SLE | 2006/2008 | 44.041 | -80.3234
Ontario | Melancthon | 199.5 | MEL112 | 112 | 133 | 1500 | 77 | 80 | General Electric | GE 1.5SLE | 2006/2008 | 44.0383 | -80.3209
Ontario | Melancthon | 199.5 | MEL113 | 113 | 133 | 1500 | 77 | 80 | General Electric | GE 1.5SLE | 2006/2008 | 44.0359 | -80.326
Ontario | Melancthon | 199.5 | MEL114 | 114 | 133 | 1500 | 77 | 80 | General Electric | GE 1.5SLE | 2006/2008 | 44.0317 | -80.3188
Ontario | Melancthon | 199.5 | MEL115 | 115 | 133 | 1500 | 77 | 80 | General Electric | GE 1.5SLE | 2006/2008 | 44.0264 | -80.3196
Ontario | Melancthon | 199.5 | MEL116 | 116 | 133 | 1500 | 77 | 80 | General Electric | GE 1.5SLE | 2006/2008 | 44.0439 | -80.305
Ontario | Melancthon | 199.5 | MEL117 | 117 | 133 | 1500 | 77 | 80 | General Electric | GE 1.5SLE | 2006/2008 | 44.0409 | -80.3103
Ontario | Melancthon | 199.5 | MEL118 | 118 | 133 | 1500 | 77 | 80 | General Electric | GE 1.5SLE | 2006/2008 | 44.0549 | -80.2925
Ontario | Melancthon | 199.5 | MEL119 | 119 | 133 | 1500 | 77 | 80 | General Electric | GE 1.5SLE | 2006/2008 | 44.0476 | -80.2904
Ontario | Melancthon | 199.5 | MEL120 | 120 | 133 | 1500 | 77 | 80 | General Electric | GE 1.5SLE | 2006/2008 | 44.0425 | -80.292
Ontario | Melancthon | 199.5 | MEL121 | 121 | 133 | 1500 | 77 | 80 | General Electric | GE 1.5SLE | 2006/2008 | 44.0392 | -80.2914
Ontario | Melancthon | 199.5 | MEL122 | 122 | 133 | 1500 | 77 | 80 | General Electric | GE 1.5SLE | 2006/2008 | 44.0402 | -80.2868
Ontario | Melancthon | 199.5 | MEL123 | 123 | 133 | 1500 | 77 | 80 | General Electric | GE 1.5SLE | 2006/2008 | 44.0331 | -80.2884
Ontario | Melancthon | 199.5 | MEL124 | 124 | 133 | 1500 | 77 | 80 | General Electric | GE 1.5SLE | 2006/2008 | 44.0292 | -80.2895
Ontario | Melancthon | 199.5 | MEL125 | 125 | 133 | 1500 | 77 | 80 | General Electric | GE 1.5SLE | 2006/2008 | 44.0488 | -80.2732
Ontario | Melancthon | 199.5 | MEL126 | 126 | 133 | 1500 | 77 | 80 | General Electric | GE 1.5SLE | 2006/2008 | 44.043 | -80.2726
Ontario | Melancthon | 199.5 | MEL127 | 127 | 133 | 1500 | 77 | 80 | General Electric | GE 1.5SLE | 2006/2008 | 44.0377 | -80.2719
Ontario | Melancthon | 199.5 | MEL128 | 128 | 133 | 1500 | 77 | 80 | General Electric | GE 1.5SLE | 2006/2008 | 44.0323 | -80.2729
Ontario | Melancthon | 199.5 | MEL129 | 129 | 133 | 1500 | 77 | 80 | General Electric | GE 1.5SLE | 2006/2008 | 44.0546 | -80.2626
Ontario | Melancthon | 199.5 | MEL130 | 130 | 133 | 1500 | 77 | 80 | General Electric | GE 1.5SLE | 2006/2008 | 44.0517 | -80.2566
Ontario | Melancthon | 199.5 | MEL131 | 131 | 133 | 1500 | 77 | 80 | General Electric | GE 1.5SLE | 2006/2008 | 44.0483 | -80.2563
Ontario | Melancthon | 199.5 | MEL132 | 132 | 133 | 1500 | 77 | 80 | General Electric | GE 1.5SLE | 2006/2008 | 44.0458 | -80.2588
Ontario | Melancthon | 199.5 | MEL133 | 133 | 133 | 1500 | 77 | 80 | General Electric | GE 1.5SLE | 2006/2008 | 44.1119 | -80.3074
Ontario | Mohawk | 9.9 | MOH1 | 1 | 6 | 1650 | 82 | 80 | Vestas | V82-1.65 | 2008 | 42.8608 | -79.499
Ontario | Mohawk | 9.9 | MOH2 | 2 | 6 | 1650 | 82 | 80 | Vestas | V82-1.65 | 2008 | 42.8641 | -79.4937
Ontario | Mohawk | 9.9 | MOH3 | 3 | 6 | 1650 | 82 | 80 | Vestas | V82-1.65 | 2008 | 42.8618 | -79.4907
Ontario | Mohawk | 9.9 | MOH4 | 4 | 6 | 1650 | 82 | 80 | Vestas | V82-1.65 | 2008 | 42.8522 | -79.4987
Ontario | Mohawk | 9.9 | MOH5 | 5 | 6 | 1650 | 82 | 80 | Vestas | V82-1.65 | 2008 | 42.8509 | -79.4902
Ontario | Mohawk | 9.9 | MOH6 | 6 | 6 | 1650 | 82 | 80 | Vestas | V82-1.65 | 2008 | 42.8539 | -79.4825
Ontario | Moorefield Wind Project | 0.5 | MWP1 | 1 | 1 | 500 | 47 | 65 | Vestas | V39-500 | 2017 | 43.829 | -80.7612
Ontario | Mother Earth Renewable Energy | 4 | MER1 | 1 | 2 | 2000 | 82 | 80 | Enercon | E82-2.0 | 2012 | 45.8213 | -82.1435
Ontario | Mother Earth Renewable Energy | 4 | MER2 | 2 | 2 | 2000 | 82 | 80 | Enercon | E82-2.0 | 2012 | 45.8149 | -82.1442
Ontario | Napier | 4.1 | NAP1 | 1 | 2 | 2050 | 92.5 | 100 | Senvion | MM92 | 2015 | 42.9611 | -81.735
Ontario | Napier | 4.1 | NAP2 | 2 | 2 | 2050 | 92.5 | 100 | Senvion | MM92 | 2015 | 42.9608 | -81.7181
Ontario | Nation Rise Wind Farm | 99.76 | NRW1 | 1 | 29 | 3440 | 138.6 | 131 | Enercon | E138-3.4 | 2021 | 45.2217 | -75.2468 | Turbine derated from 3.5 MW
Ontario | Nation Rise Wind Farm | 99.76 | NRW2 | 2 | 29 | 3440 | 138.6 | 131 | Enercon | E138-3.4 | 2021 | 45.219 | -75.2423 | Turbine derated from 3.5 MW
Ontario | Nation Rise Wind Farm | 99.76 | NRW3 | 3 | 29 | 3440 | 138.6 | 131 | Enercon | E138-3.4 | 2021 | 45.2142 | -75.2182 | Turbine derated from 3.5 MW
Ontario | Nation Rise Wind Farm | 99.76 | NRW4 | 4 | 29 | 3440 | 138.6 | 131 | Enercon | E138-3.4 | 2021 | 45.2214 | -75.2018 | Turbine derated from 3.5 MW
Ontario | Nation Rise Wind Farm | 99.76 | NRW5 | 5 | 29 | 3440 | 138.6 | 131 | Enercon | E138-3.4 | 2021 | 45.195 | -75.2298 | Turbine derated from 3.5 MW
Ontario | Nation Rise Wind Farm | 99.76 | NRW6 | 6 | 29 | 3440 | 138.6 | 131 | Enercon | E138-3.4 | 2021 | 45.2051 | -75.2014 | Turbine derated from 3.5 MW
Ontario | Nation Rise Wind Farm | 99.76 | NRW7 | 7 | 29 | 3440 | 138.6 | 131 | Enercon | E138-3.4 | 2021 | 45.2124 | -75.1853 | Turbine derated from 3.5 MW
Ontario | Nation Rise Wind Farm | 99.76 | NRW8 | 8 | 29 | 3440 | 138.6 | 131 | Enercon | E138-3.4 | 2021 | 45.1845 | -75.2152 | Turbine derated from 3.5 MW
Ontario | Nation Rise Wind Farm | 99.76 | NRW9 | 9 | 29 | 3440 | 138.6 | 131 | Enercon | E138-3.4 | 2021 | 45.1817 | -75.2119 | Turbine derated from 3.5 MW
Ontario | Nation Rise Wind Farm | 99.76 | NRW10 | 10 | 29 | 3440 | 138.6 | 131 | Enercon | E138-3.4 | 2021 | 45.19 | -75.2004 | Turbine derated from 3.5 MW
Ontario | Nation Rise Wind Farm | 99.76 | NRW11 | 11 | 29 | 3440 | 138.6 | 131 | Enercon | E138-3.4 | 2021 | 45.1707 | -75.1819 | Turbine derated from 3.5 MW
Ontario | Nation Rise Wind Farm | 99.76 | NRW12 | 12 | 29 | 3440 | 138.6 | 131 | Enercon | E138-3.4 | 2021 | 45.198 | -75.1654 | Turbine derated from 3.5 MW
Ontario | Nation Rise Wind Farm | 99.76 | NRW13 | 13 | 29 | 3440 | 138.6 | 131 | Enercon | E138-3.4 | 2021 | 45.1917 | -75.1682 | Turbine derated from 3.5 MW
Ontario | Nation Rise Wind Farm | 99.76 | NRW14 | 14 | 29 | 3440 | 138.6 | 131 | Enercon | E138-3.4 | 2021 | 45.1842 | -75.1691 | Turbine derated from 3.5 MW
Ontario | Nation Rise Wind Farm | 99.76 | NRW15 | 15 | 29 | 3440 | 138.6 | 131 | Enercon | E138-3.4 | 2021 | 45.1762 | -75.1645 | Turbine derated from 3.5 MW
Ontario | Nation Rise Wind Farm | 99.76 | NRW16 | 16 | 29 | 3440 | 138.6 | 131 | Enercon | E138-3.4 | 2021 | 45.1684 | -75.1473 | Turbine derated from 3.5 MW
Ontario | Nation Rise Wind Farm | 99.76 | NRW17 | 17 | 29 | 3440 | 138.6 | 131 | Enercon | E138-3.4 | 2021 | 45.1943 | -75.1181 | Turbine derated from 3.5 MW
Ontario | Nation Rise Wind Farm | 99.76 | NRW18 | 18 | 29 | 3440 | 138.6 | 131 | Enercon | E138-3.4 | 2021 | 45.1888 | -75.0961 | Turbine derated from 3.5 MW
Ontario | Nation Rise Wind Farm | 99.76 | NRW19 | 19 | 29 | 3440 | 138.6 | 131 | Enercon | E138-3.4 | 2021 | 45.2027 | -75.0965 | Turbine derated from 3.5 MW
Ontario | Nation Rise Wind Farm | 99.76 | NRW20 | 20 | 29 | 3440 | 138.6 | 131 | Enercon | E138-3.4 | 2021 | 45.1543 | -75.1435 | Turbine derated from 3.5 MW
Ontario | Nation Rise Wind Farm | 99.76 | NRW21 | 21 | 29 | 3440 | 138.6 | 131 | Enercon | E138-3.4 | 2021 | 45.158 | -75.126 | Turbine derated from 3.5 MW
Ontario | Nation Rise Wind Farm | 99.76 | NRW22 | 22 | 29 | 3440 | 138.6 | 131 | Enercon | E138-3.4 | 2021 | 45.1553 | -75.1122 | Turbine derated from 3.5 MW
Ontario | Nation Rise Wind Farm | 99.76 | NRW23 | 23 | 29 | 3440 | 138.6 | 131 | Enercon | E138-3.4 | 2021 | 45.1201 | -75.1637 | Turbine derated from 3.5 MW
Ontario | Nation Rise Wind Farm | 99.76 | NRW24 | 24 | 29 | 3440 | 138.6 | 131 | Enercon | E138-3.4 | 2021 | 45.0919 | -75.1526 | Turbine derated from 3.5 MW
Ontario | Nation Rise Wind Farm | 99.76 | NRW25 | 25 | 29 | 3440 | 138.6 | 131 | Enercon | E138-3.4 | 2021 | 45.1277 | -75.1096 | Turbine derated from 3.5 MW
Ontario | Nation Rise Wind Farm | 99.76 | NRW26 | 26 | 29 | 3440 | 138.6 | 131 | Enercon | E138-3.4 | 2021 | 45.1131 | -75.1469 | Turbine derated from 3.5 MW
Ontario | Nation Rise Wind Farm | 99.76 | NRW27 | 27 | 29 | 3440 | 138.6 | 131 | Enercon | E138-3.4 | 2021 | 45.1383 | -75.1512 | Turbine derated from 3.5 MW
Ontario | Nation Rise Wind Farm | 99.76 | NRW28 | 28 | 29 | 3440 | 138.6 | 131 | Enercon | E138-3.4 | 2021 | 45.1073 | -75.1076 | Turbine derated from 3.5 MW
Ontario | Nation Rise Wind Farm | 99.76 | NRW29 | 29 | 29 | 3440 | 138.6 | 131 | Enercon | E138-3.4 | 2021 | 45.1194 | -75.0915 | Turbine derated from 3.5 MW
Ontario | Naylor (Thames River II) | 50 | THM26 | 26 | 45 | 2000 | 82 | 78 | Enercon | E82-2.0 | 2010 | 42.1968 | -82.8099
Ontario | Naylor (Thames River II) | 50 | THM27 | 27 | 45 | 2000 | 82 | 78 | Enercon | E82-2.0 | 2010 | 42.1934 | -82.8102
Ontario | Naylor (Thames River II) | 50 | THM28 | 28 | 45 | 2000 | 82 | 78 | Enercon | E82-2.0 | 2010 | 42.1905 | -82.8104
Ontario | Naylor (Thames River II) | 50 | THM29 | 29 | 45 | 2000 | 82 | 78 | Enercon | E82-2.0 | 2010 | 42.1884 | -82.8093
Ontario | Naylor (Thames River II) | 50 | THM30 | 30 | 45 | 2000 | 82 | 78 | Enercon | E82-2.0 | 2010 | 42.1835 | -82.7955
Ontario | Niagara Region | 230 | NIA1 | 1 | 77 | 3000 | 101 | 124 | Enercon | E101-3.0 | 2016 | 43.0834 | -79.5774
Ontario | Niagara Region | 230 | NIA2 | 2 | 77 | 3000 | 101 | 124 | Enercon | E101-3.0 | 2016 | 43.0802 | -79.5773
Ontario | Niagara Region | 230 | NIA3 | 3 | 77 | 3000 | 101 | 124 | Enercon | E101-3.0 | 2016 | 43.0892 | -79.4005
Ontario | Niagara Region | 230 | NIA4 | 4 | 77 | 3000 | 101 | 124 | Enercon | E101-3.0 | 2016 | 43.086 | -79.3982
Ontario | Niagara Region | 230 | NIA5 | 5 | 77 | 3000 | 101 | 124 | Enercon | E101-3.0 | 2016 | 43.0652 | -79.5369
Ontario | Niagara Region | 230 | NIA6 | 6 | 77 | 3000 | 101 | 124 | Enercon | E101-3.0 | 2016 | 43.0622 | -79.5416
Ontario | Niagara Region | 230 | NIA7 | 7 | 77 | 3000 | 101 | 124 | Enercon | E101-3.0 | 2016 | 43.0599 | -79.5369
Ontario | Niagara Region | 230 | NIA8 | 8 | 77 | 3000 | 101 | 124 | Enercon | E101-3.0 | 2016 | 43.0645 | -79.4954
Ontario | Niagara Region | 230 | NIA9 | 9 | 77 | 3000 | 101 | 124 | Enercon | E101-3.0 | 2016 | 43.0612 | -79.4956
Ontario | Niagara Region | 230 | NIA10 | 10 | 77 | 3000 | 101 | 124 | Enercon | E101-3.0 | 2016 | 43.0606 | -79.4719
Ontario | Niagara Region | 230 | NIA11 | 11 | 77 | 3000 | 101 | 124 | Enercon | E101-3.0 | 2016 | 43.0614 | -79.4454
Ontario | Niagara Region | 230 | NIA12 | 12 | 77 | 3000 | 101 | 124 | Enercon | E101-3.0 | 2016 | 43.0426 | -79.5981
Ontario | Niagara Region | 230 | NIA13 | 13 | 77 | 3000 | 101 | 124 | Enercon | E101-3.0 | 2016 | 43.0415 | -79.5952
Ontario | Niagara Region | 230 | NIA14 | 14 | 77 | 3000 | 101 | 124 | Enercon | E101-3.0 | 2016 | 43.0464 | -79.5717
Ontario | Niagara Region | 230 | NIA15 | 15 | 77 | 3000 | 101 | 124 | Enercon | E101-3.0 | 2016 | 43.0473 | -79.5472
Ontario | Niagara Region | 230 | NIA16 | 16 | 77 | 3000 | 101 | 124 | Enercon | E101-3.0 | 2016 | 43.0476 | -79.4888
Ontario | Niagara Region | 230 | NIA17 | 17 | 77 | 3000 | 101 | 124 | Enercon | E101-3.0 | 2016 | 43.0513 | -79.4344
Ontario | Niagara Region | 230 | NIA18 | 18 | 77 | 3000 | 101 | 124 | Enercon | E101-3.0 | 2016 | 43.05 | -79.4225
Ontario | Niagara Region | 230 | NIA19 | 19 | 77 | 3000 | 101 | 124 | Enercon | E101-3.0 | 2016 | 43.0502 | -79.4044
Ontario | Niagara Region | 230 | NIA20 | 20 | 77 | 3000 | 101 | 124 | Enercon | E101-3.0 | 2016 | 43.0503 | -79.4006
Ontario | Niagara Region | 230 | NIA21 | 21 | 77 | 3000 | 101 | 124 | Enercon | E101-3.0 | 2016 | 43.0279 | -79.5941
Ontario | Niagara Region | 230 | NIA22 | 22 | 77 | 3000 | 101 | 124 | Enercon | E101-3.0 | 2016 | 43.0342 | -79.5613
Ontario | Niagara Region | 230 | NIA23 | 23 | 77 | 3000 | 101 | 124 | Enercon | E101-3.0 | 2016 | 43.0219 | -79.5598
Ontario | Niagara Region | 230 | NIA24 | 24 | 77 | 3000 | 101 | 124 | Enercon | E101-3.0 | 2016 | 43.0067 | -79.5671
Ontario | Niagara Region | 230 | NIA25 | 25 | 77 | 3000 | 101 | 124 | Enercon | E101-3.0 | 2016 | 43.0195 | -79.5441
Ontario | Niagara Region | 230 | NIA26 | 26 | 77 | 3000 | 101 | 124 | Enercon | E101-3.0 | 2016 | 43.033 | -79.5276
Ontario | Niagara Region | 230 | NIA27 | 27 | 77 | 3000 | 101 | 124 | Enercon | E101-3.0 | 2016 | 43.0345 | -79.5187
Ontario | Niagara Region | 230 | NIA28 | 28 | 77 | 3000 | 101 | 124 | Enercon | E101-3.0 | 2016 | 43.0235 | -79.5106
Ontario | Niagara Region | 230 | NIA29 | 29 | 77 | 3000 | 101 | 124 | Enercon | E101-3.0 | 2016 | 43.0339 | -79.4904
Ontario | Niagara Region | 230 | NIA30 | 30 | 77 | 3000 | 101 | 124 | Enercon | E101-3.0 | 2016 | 43.0337 | -79.4826
Ontario | Niagara Region | 230 | NIA31 | 31 | 77 | 3000 | 101 | 124 | Enercon | E101-3.0 | 2016 | 42.8935 | -79.4355
Ontario | Niagara Region | 230 | NIA32 | 32 | 77 | 3000 | 101 | 124 | Enercon | E101-3.0 | 2016 | 43.0218 | -79.4832
Ontario | Niagara Region | 230 | NIA33 | 33 | 77 | 3000 | 101 | 124 | Enercon | E101-3.0 | 2016 | 43.0218 | -79.4686
Ontario | Niagara Region | 230 | NIA34 | 34 | 77 | 3000 | 101 | 124 | Enercon | E101-3.0 | 2016 | 43.0341 | -79.4631
Ontario | Niagara Region | 230 | NIA35 | 35 | 77 | 3000 | 101 | 124 | Enercon | E101-3.0 | 2016 | 43.0233 | -79.4477
Ontario | Niagara Region | 230 | NIA36 | 36 | 77 | 3000 | 101 | 124 | Enercon | E101-3.0 | 2016 | 43.022 | -79.4394
Ontario | Niagara Region | 230 | NIA37 | 37 | 77 | 3000 | 101 | 124 | Enercon | E101-3.0 | 2016 | 43.0351 | -79.4416
Ontario | Niagara Region | 230 | NIA38 | 38 | 77 | 3000 | 101 | 124 | Enercon | E101-3.0 | 2016 | 43.0352 | -79.4364
Ontario | Niagara Region | 230 | NIA39 | 39 | 77 | 3000 | 101 | 124 | Enercon | E101-3.0 | 2016 | 43.0244 | -79.4222
Ontario | Niagara Region | 230 | NIA40 | 40 | 77 | 3000 | 101 | 124 | Enercon | E101-3.0 | 2016 | 43.0371 | -79.4026
Ontario | Niagara Region | 230 | NIA41 | 41 | 77 | 3000 | 101 | 124 | Enercon | E101-3.0 | 2016 | 43.0094 | -79.5076
Ontario | Niagara Region | 230 | NIA42 | 42 | 77 | 3000 | 101 | 124 | Enercon | E101-3.0 | 2016 | 43.0099 | -79.4984
Ontario | Niagara Region | 230 | NIA43 | 43 | 77 | 3000 | 101 | 124 | Enercon | E101-3.0 | 2016 | 43.0094 | -79.4233
Ontario | Niagara Region | 230 | NIA44 | 44 | 77 | 3000 | 101 | 124 | Enercon | E101-3.0 | 2016 | 43.0135 | -79.406
Ontario | Niagara Region | 230 | NIA45 | 45 | 77 | 3000 | 101 | 124 | Enercon | E101-3.0 | 2016 | 42.9902 | -79.4938
Ontario | Niagara Region | 230 | NIA46 | 46 | 77 | 3000 | 101 | 124 | Enercon | E101-3.0 | 2016 | 42.9721 | -79.4913
Ontario | Niagara Region | 230 | NIA47 | 47 | 77 | 3000 | 101 | 124 | Enercon | E101-3.0 | 2016 | 42.9566 | -79.519
Ontario | Niagara Region | 230 | NIA48 | 48 | 77 | 3000 | 101 | 124 | Enercon | E101-3.0 | 2016 | 42.9513 | -79.5225
Ontario | Niagara Region | 230 | NIA49 | 49 | 77 | 3000 | 101 | 124 | Enercon | E101-3.0 | 2016 | 42.9542 | -79.5168
Ontario | Niagara Region | 230 | NIA50 | 50 | 77 | 3000 | 101 | 124 | Enercon | E101-3.0 | 2016 | 42.9502 | -79.5152
Ontario | Niagara Region | 230 | NIA51 | 51 | 77 | 3000 | 101 | 124 | Enercon | E101-3.0 | 2016 | 42.9475 | -79.5122
Ontario | Niagara Region | 230 | NIA52 | 52 | 77 | 3000 | 101 | 124 | Enercon | E101-3.0 | 2016 | 42.9423 | -79.5239
Ontario | Niagara Region | 230 | NIA53 | 53 | 77 | 3000 | 101 | 124 | Enercon | E101-3.0 | 2016 | 42.9373 | -79.5492
Ontario | Niagara Region | 230 | NIA54 | 54 | 77 | 3000 | 101 | 124 | Enercon | E101-3.0 | 2016 | 42.9205 | -79.5544
Ontario | Niagara Region | 230 | NIA55 | 55 | 77 | 3000 | 101 | 124 | Enercon | E101-3.0 | 2016 | 42.9253 | -79.5302
Ontario | Niagara Region | 230 | NIA56 | 56 | 77 | 3000 | 101 | 124 | Enercon | E101-3.0 | 2016 | 42.9345 | -79.4928
Ontario | Niagara Region | 230 | NIA57 | 57 | 77 | 3000 | 101 | 124 | Enercon | E101-3.0 | 2016 | 42.923 | -79.4993
Ontario | Niagara Region | 230 | NIA58 | 58 | 77 | 3000 | 101 | 124 | Enercon | E101-3.0 | 2016 | 42.9206 | -79.4901
Ontario | Niagara Region | 230 | NIA59 | 59 | 77 | 3000 | 101 | 124 | Enercon | E101-3.0 | 2016 | 42.8984 | -79.5128
Ontario | Niagara Region | 230 | NIA60 | 60 | 77 | 3000 | 101 | 124 | Enercon | E101-3.0 | 2016 | 42.9018 | -79.5106
Ontario | Niagara Region | 230 | NIA61 | 61 | 77 | 3000 | 101 | 124 | Enercon | E101-3.0 | 2016 | 42.9043 | -79.5071
Ontario | Niagara Region | 230 | NIA62 | 62 | 77 | 3000 | 101 | 124 | Enercon | E101-3.0 | 2016 | 42.886 | -79.5402
Ontario | Niagara Region | 230 | NIA63 | 63 | 77 | 3000 | 101 | 124 | Enercon | E101-3.0 | 2016 | 42.8868 | -79.5227
Ontario | Niagara Region | 230 | NIA64 | 64 | 77 | 3000 | 101 | 124 | Enercon | E101-3.0 | 2016 | 42.8722 | -79.5166
Ontario | Niagara Region | 230 | NIA65 | 65 | 77 | 3000 | 101 | 124 | Enercon | E101-3.0 | 2016 | 42.8829 | -79.497
Ontario | Niagara Region | 230 | NIA66 | 66 | 77 | 3000 | 101 | 124 | Enercon | E101-3.0 | 2016 | 42.8782 | -79.5007
Ontario | Niagara Region | 230 | NIA67 | 67 | 77 | 3000 | 101 | 124 | Enercon | E101-3.0 | 2016 | 42.88 | -79.4921
Ontario | Niagara Region | 230 | NIA68 | 68 | 77 | 3000 | 101 | 124 | Enercon | E101-3.0 | 2016 | 42.8852 | -79.4795
Ontario | Niagara Region | 230 | NIA69 | 69 | 77 | 3000 | 101 | 124 | Enercon | E101-3.0 | 2016 | 42.8854 | -79.473
Ontario | Niagara Region | 230 | NIA70 | 70 | 77 | 3000 | 101 | 124 | Enercon | E101-3.0 | 2016 | 42.8811 | -79.48
Ontario | Niagara Region | 230 | NIA71 | 71 | 77 | 3000 | 101 | 124 | Enercon | E101-3.0 | 2016 | 42.8823 | -79.4714
Ontario | Niagara Region | 230 | NIA72 | 72 | 77 | 3000 | 101 | 124 | Enercon | E101-3.0 | 2016 | 42.8783 | -79.4775
Ontario | Niagara Region | 230 | NIA73 | 73 | 77 | 3000 | 101 | 124 | Enercon | E101-3.0 | 2016 | 42.8784 | -79.4716
Ontario | Niagara Region | 230 | NIA74 | 74 | 77 | 3000 | 101 | 124 | Enercon | E101-3.0 | 2016 | 42.8762 | -79.4693
Ontario | Niagara Region | 230 | NIA75 | 75 | 77 | 3000 | 101 | 124 | Enercon | E101-3.0 | 2016 | 42.8734 | -79.4671
Ontario | Niagara Region | 230 | NIA76 | 76 | 77 | 3000 | 101 | 124 | Enercon | E101-3.0 | 2016 | 42.8819 | -79.4471
Ontario | Niagara Region | 230 | NIA77 | 77 | 77 | 3000 | 101 | 124 | Enercon | E101-3.0 | 2016 | 42.8823 | -79.4384
Ontario | North Kent Wind Farm | 100 | NRK1 | 1 | 34 | 2772 | 113 | 99.5 | Siemens | SWT 3.2-113 | 2018 | 42.5372 | -82.333 | Turbine derated from 3.2 MW
Ontario | North Kent Wind Farm | 100 | NRK2 | 2 | 34 | 2942 | 113 | 99.5 | Siemens | SWT 3.2-113 | 2018 | 42.529 | -82.3221 | Turbine derated from 3.2 MW
Ontario | North Kent Wind Farm | 100 | NRK3 | 3 | 34 | 2942 | 113 | 99.5 | Siemens | SWT 3.2-113 | 2018 | 42.519 | -82.3219 | Turbine derated from 3.2 MW
Ontario | North Kent Wind Farm | 100 | NRK4 | 4 | 34 | 2772 | 113 | 99.5 | Siemens | SWT 3.2-113 | 2018 | 42.5218 | -82.3182 | Turbine derated from 3.2 MW
Ontario | North Kent Wind Farm | 100 | NRK5 | 5 | 34 | 2942 | 113 | 99.5 | Siemens | SWT 3.2-113 | 2018 | 42.5577 | -82.2816 | Turbine derated from 3.2 MW
Ontario | North Kent Wind Farm | 100 | NRK6 | 6 | 34 | 2772 | 113 | 99.5 | Siemens | SWT 3.2-113 | 2018 | 42.5598 | -82.278 | Turbine derated from 3.2 MW
Ontario | North Kent Wind Farm | 100 | NRK7 | 7 | 34 | 3200 | 113 | 99.5 | Siemens | SWT 3.2-113 | 2018 | 42.5629 | -82.2725
Ontario | North Kent Wind Farm | 100 | NRK8 | 8 | 34 | 3200 | 113 | 99.5 | Siemens | SWT 3.2-113 | 2018 | 42.5289 | -82.2231
Ontario | North Kent Wind Farm | 100 | NRK9 | 9 | 34 | 3200 | 113 | 99.5 | Siemens | SWT 3.2-113 | 2018 | 42.5217 | -82.2268
Ontario | North Kent Wind Farm | 100 | NRK10 | 10 | 34 | 2942 | 113 | 99.5 | Siemens | SWT 3.2-113 | 2018 | 42.5107 | -82.3001 | Turbine derated from 3.2 MW
Ontario | North Kent Wind Farm | 100 | NRK11 | 11 | 34 | 2772 | 113 | 99.5 | Siemens | SWT 3.2-113 | 2018 | 42.5242 | -82.2812 | Turbine derated from 3.2 MW
Ontario | North Kent Wind Farm | 100 | NRK12 | 12 | 34 | 2772 | 113 | 99.5 | Siemens | SWT 3.2-113 | 2018 | 42.5268 | -82.2775 | Turbine derated from 3.2 MW
Ontario | North Kent Wind Farm | 100 | NRK13 | 13 | 34 | 2772 | 113 | 99.5 | Siemens | SWT 3.2-113 | 2018 | 42.5422 | -82.2539 | Turbine derated from 3.2 MW
Ontario | North Kent Wind Farm | 100 | NRK14 | 14 | 34 | 2772 | 113 | 99.5 | Siemens | SWT 3.2-113 | 2018 | 42.5388 | -82.2591 | Turbine derated from 3.2 MW
Ontario | North Kent Wind Farm | 100 | NRK15 | 15 | 34 | 2772 | 113 | 99.5 | Siemens | SWT 3.2-113 | 2018 | 42.5036 | -82.2862 | Turbine derated from 3.2 MW
Ontario | North Kent Wind Farm | 100 | NRK16 | 16 | 34 | 2772 | 113 | 99.5 | Siemens | SWT 3.2-113 | 2018 | 42.5073 | -82.2778 | Turbine derated from 3.2 MW
Ontario | North Kent Wind Farm | 100 | NRK17 | 17 | 34 | 2772 | 113 | 99.5 | Siemens | SWT 3.2-113 | 2018 | 42.5132 | -82.2706 | Turbine derated from 3.2 MW
Ontario | North Kent Wind Farm | 100 | NRK18 | 18 | 34 | 2772 | 113 | 99.5 | Siemens | SWT 3.2-113 | 2018 | 42.503 | -82.2612 | Turbine derated from 3.2 MW
Ontario | North Kent Wind Farm | 100 | NRK19 | 19 | 34 | 3200 | 113 | 99.5 | Siemens | SWT 3.2-113 | 2018 | 42.5134 | -82.2449
Ontario | North Kent Wind Farm | 100 | NRK20 | 20 | 34 | 3200 | 113 | 99.5 | Siemens | SWT 3.2-113 | 2018 | 42.4901 | -82.3084
Ontario | North Kent Wind Farm | 100 | NRK21 | 21 | 34 | 2772 | 113 | 99.5 | Siemens | SWT 3.2-113 | 2018 | 42.4975 | -82.2922 | Turbine derated from 3.2 MW
Ontario | North Kent Wind Farm | 100 | NRK22 | 22 | 34 | 2772 | 113 | 99.5 | Siemens | SWT 3.2-113 | 2018 | 42.4831 | -82.2925 | Turbine derated from 3.2 MW
Ontario | North Kent Wind Farm | 100 | NRK23 | 23 | 34 | 2772 | 113 | 99.5 | Siemens | SWT 3.2-113 | 2018 | 42.4804 | -82.2886 | Turbine derated from 3.2 MW
Ontario | North Kent Wind Farm | 100 | NRK24 | 24 | 34 | 2772 | 113 | 99.5 | Siemens | SWT 3.2-113 | 2018 | 42.4657 | -82.2992 | Turbine derated from 3.2 MW
Ontario | North Kent Wind Farm | 100 | NRK25 | 25 | 34 | 3200 | 113 | 99.5 | Siemens | SWT 3.2-113 | 2018 | 42.4672 | -82.2782
Ontario | North Kent Wind Farm | 100 | NRK26 | 26 | 34 | 2942 | 113 | 99.5 | Siemens | SWT 3.2-113 | 2018 | 42.4772 | -82.2484 | Turbine derated from 3.2 MW
Ontario | North Kent Wind Farm | 100 | NRK27 | 27 | 34 | 3200 | 113 | 99.5 | Siemens | SWT 3.2-113 | 2018 | 42.4939 | -82.2445
Ontario | North Kent Wind Farm | 100 | NRK28 | 28 | 34 | 3200 | 113 | 99.5 | Siemens | SWT 3.2-113 | 2018 | 42.498 | -82.2171
Ontario | North Kent Wind Farm | 100 | NRK29 | 29 | 34 | 2772 | 113 | 99.5 | Siemens | SWT 3.2-113 | 2018 | 42.4894 | -82.2252 | Turbine derated from 3.2 MW
Ontario | North Kent Wind Farm | 100 | NRK30 | 30 | 34 | 2772 | 113 | 99.5 | Siemens | SWT 3.2-113 | 2018 | 42.4899 | -82.201 | Turbine derated from 3.2 MW
Ontario | North Kent Wind Farm | 100 | NRK31 | 31 | 34 | 3200 | 113 | 99.5 | Siemens | SWT 3.2-113 | 2018 | 42.4673 | -82.1875
Ontario | North Kent Wind Farm | 100 | NRK32 | 32 | 34 | 2772 | 113 | 99.5 | Siemens | SWT 3.2-113 | 2018 | 42.4508 | -82.2317 | Turbine derated from 3.2 MW
Ontario | North Kent Wind Farm | 100 | NRK33 | 33 | 34 | 2772 | 113 | 99.5 | Siemens | SWT 3.2-113 | 2018 | 42.456 | -82.2933 | Turbine derated from 3.2 MW
Ontario | North Kent Wind Farm | 100 | NRK34 | 34 | 34 | 2942 | 113 | 99.5 | Siemens | SWT 3.2-113 | 2018 | 42.4401 | -82.275 | Turbine derated from 3.2 MW
Ontario | North Malden (Thames River II) | 50 | THM31 | 31 | 45 | 2000 | 82 | 78 | Enercon | E82-2.0 | 2010 | 42.1546 | -82.855
Ontario | North Malden (Thames River II) | 50 | THM32 | 32 | 45 | 2000 | 82 | 78 | Enercon | E82-2.0 | 2010 | 42.1521 | -82.8538
Ontario | North Malden (Thames River II) | 50 | THM33 | 33 | 45 | 2000 | 82 | 78 | Enercon | E82-2.0 | 2010 | 42.1531 | -82.849
Ontario | North Malden (Thames River II) | 50 | THM34 | 34 | 45 | 2000 | 82 | 78 | Enercon | E82-2.0 | 2010 | 42.1543 | -82.8443
Ontario | North Malden (Thames River II) | 50 | THM35 | 35 | 45 | 2000 | 82 | 78 | Enercon | E82-2.0 | 2010 | 42.158 | -82.8461
Ontario | OPG 7 Gomberg | 0 | OPG1 | 1 | 1 | 0 | 80 | 78 | Vestas | V80-1.8 | 2001 | 43.8121 | -79.0739 | Turbine decommissioned in 2019, original capacity was 1.8 MW
Ontario | Oxley Wind Farm | 6 | OXL1 | 1 | 3 | 2000 | 92.5 | 100 | Senvion | MM92 | 2014 | 42.0158 | -82.8718
Ontario | Oxley Wind Farm | 6 | OXL2 | 2 | 3 | 2000 | 92.5 | 100 | Senvion | MM92 | 2014 | 42.0126 | -82.8721
Ontario | Oxley Wind Farm | 6 | OXL3 | 3 | 3 | 2000 | 92.5 | 100 | Senvion | MM92 | 2014 | 42.0077 | -82.8732
Ontario | Plateau | 27 | PLA1 | 1 | 18 | 1500 | 82.5 | 80 | General Electric | GE 1.5XLE | 2012 | 44.2463 | -80.3945
Ontario | Plateau | 27 | PLA2 | 2 | 18 | 1500 | 82.5 | 80 | General Electric | GE 1.5XLE | 2012 | 44.2486 | -80.3821
Ontario | Plateau | 27 | PLA3 | 3 | 18 | 1500 | 82.5 | 80 | General Electric | GE 1.5XLE | 2012 | 44.259 | -80.3893
Ontario | Plateau | 27 | PLA4 | 4 | 18 | 1500 | 82.5 | 80 | General Electric | GE 1.5XLE | 2012 | 44.2618 | -80.3881
Ontario | Plateau | 27 | PLA5 | 5 | 18 | 1500 | 82.5 | 80 | General Electric | GE 1.5XLE | 2012 | 44.2653 | -80.3845
Ontario | Plateau | 27 | PLA6 | 6 | 18 | 1500 | 82.5 | 80 | General Electric | GE 1.5XLE | 2012 | 44.2627 | -80.3698
Ontario | Plateau | 27 | PLA7 | 7 | 18 | 1500 | 82.5 | 80 | General Electric | GE 1.5XLE | 2012 | 44.2687 | -80.3719
Ontario | Plateau | 27 | PLA8 | 8 | 18 | 1500 | 82.5 | 80 | General Electric | GE 1.5XLE | 2012 | 44.2254 | -80.4015
Ontario | Plateau | 27 | PLA9 | 9 | 18 | 1500 | 82.5 | 80 | General Electric | GE 1.5XLE | 2012 | 44.2214 | -80.3941
Ontario | Plateau | 27 | PLA10 | 10 | 18 | 1500 | 82.5 | 80 | General Electric | GE 1.5XLE | 2012 | 44.23 | -80.3855
Ontario | Plateau | 27 | PLA11 | 11 | 18 | 1500 | 82.5 | 80 | General Electric | GE 1.5XLE | 2012 | 44.19 | -80.3163
Ontario | Plateau | 27 | PLA12 | 12 | 18 | 1500 | 82.5 | 80 | General Electric | GE 1.5XLE | 2012 | 44.1879 | -80.3089
Ontario | Plateau | 27 | PLA13 | 13 | 18 | 1500 | 82.5 | 80 | General Electric | GE 1.5XLE | 2012 | 44.1916 | -80.3044
Ontario | Plateau | 27 | PLA14 | 14 | 18 | 1500 | 82.5 | 80 | General Electric | GE 1.5XLE | 2012 | 44.1875 | -80.3028
Ontario | Plateau | 27 | PLA15 | 15 | 18 | 1500 | 82.5 | 80 | General Electric | GE 1.5XLE | 2012 | 44.1839 | -80.3057
Ontario | Plateau | 27 | PLA16 | 16 | 18 | 1500 | 82.5 | 80 | General Electric | GE 1.5XLE | 2012 | 44.1811 | -80.3027
Ontario | Plateau | 27 | PLA17 | 17 | 18 | 1500 | 82.5 | 80 | General Electric | GE 1.5XLE | 2012 | 44.2135 | -80.4054
Ontario | Plateau | 27 | PLA18 | 18 | 18 | 1500 | 82.5 | 80 | General Electric | GE 1.5XLE | 2012 | 44.2066 | -80.4206
Ontario | Pointes Aux Roches | 48.6 | PAR1 | 1 | 27 | 1800 | 90 | 80 | Vestas | V90-1.8 | 2011 | 42.2801 | -82.6204
Ontario | Pointes Aux Roches | 48.6 | PAR2 | 2 | 27 | 1800 | 90 | 80 | Vestas | V90-1.8 | 2011 | 42.2764 | -82.6195
Ontario | Pointes Aux Roches | 48.6 | PAR3 | 3 | 27 | 1800 | 90 | 80 | Vestas | V90-1.8 | 2011 | 42.2798 | -82.6118
Ontario | Pointes Aux Roches | 48.6 | PAR4 | 4 | 27 | 1800 | 90 | 80 | Vestas | V90-1.8 | 2011 | 42.2763 | -82.6107
Ontario | Pointes Aux Roches | 48.6 | PAR5 | 5 | 27 | 1800 | 90 | 80 | Vestas | V90-1.8 | 2011 | 42.2787 | -82.6043
Ontario | Pointes Aux Roches | 48.6 | PAR6 | 6 | 27 | 1800 | 90 | 80 | Vestas | V90-1.8 | 2011 | 42.2851 | -82.6089
Ontario | Pointes Aux Roches | 48.6 | PAR7 | 7 | 27 | 1800 | 90 | 80 | Vestas | V90-1.8 | 2011 | 42.2846 | -82.5998
Ontario | Pointes Aux Roches | 48.6 | PAR8 | 8 | 27 | 1800 | 90 | 80 | Vestas | V90-1.8 | 2011 | 42.2841 | -82.5857
Ontario | Pointes Aux Roches | 48.6 | PAR9 | 9 | 27 | 1800 | 90 | 80 | Vestas | V90-1.8 | 2011 | 42.2846 | -82.5709
Ontario | Pointes Aux Roches | 48.6 | PAR10 | 10 | 27 | 1800 | 90 | 80 | Vestas | V90-1.8 | 2011 | 42.2864 | -82.5618
Ontario | Pointes Aux Roches | 48.6 | PAR11 | 11 | 27 | 1800 | 90 | 80 | Vestas | V90-1.8 | 2011 | 42.2866 | -82.5543
Ontario | Pointes Aux Roches | 48.6 | PAR12 | 12 | 27 | 1800 | 90 | 80 | Vestas | V90-1.8 | 2011 | 42.2755 | -82.5659
Ontario | Pointes Aux Roches | 48.6 | PAR13 | 13 | 27 | 1800 | 90 | 80 | Vestas | V90-1.8 | 2011 | 42.2743 | -82.5417
Ontario | Pointes Aux Roches | 48.6 | PAR14 | 14 | 27 | 1800 | 90 | 80 | Vestas | V90-1.8 | 2011 | 42.2719 | -82.5394
Ontario | Pointes Aux Roches | 48.6 | PAR15 | 15 | 27 | 1800 | 90 | 80 | Vestas | V90-1.8 | 2011 | 42.2746 | -82.5326
Ontario | Pointes Aux Roches | 48.6 | PAR16 | 16 | 27 | 1800 | 90 | 80 | Vestas | V90-1.8 | 2011 | 42.273 | -82.5235
Ontario | Pointes Aux Roches | 48.6 | PAR17 | 17 | 27 | 1800 | 90 | 80 | Vestas | V90-1.8 | 2011 | 42.287 | -82.5317
Ontario | Pointes Aux Roches | 48.6 | PAR18 | 18 | 27 | 1800 | 90 | 80 | Vestas | V90-1.8 | 2011 | 42.2841 | -82.5289
Ontario | Pointes Aux Roches | 48.6 | PAR19 | 19 | 27 | 1800 | 90 | 80 | Vestas | V90-1.8 | 2011 | 42.2853 | -82.5206
Ontario | Pointes Aux Roches | 48.6 | PAR20 | 20 | 27 | 1800 | 90 | 80 | Vestas | V90-1.8 | 2011 | 42.2842 | -82.5135
Ontario | Pointes Aux Roches | 48.6 | PAR21 | 21 | 27 | 1800 | 90 | 80 | Vestas | V90-1.8 | 2011 | 42.2829 | -82.4683
Ontario | Pointes Aux Roches | 48.6 | PAR22 | 22 | 27 | 1800 | 90 | 80 | Vestas | V90-1.8 | 2011 | 42.2819 | -82.4642
Ontario | Pointes Aux Roches | 48.6 | PAR23 | 23 | 27 | 1800 | 90 | 80 | Vestas | V90-1.8 | 2011 | 42.2957 | -82.4938
Ontario | Pointes Aux Roches | 48.6 | PAR24 | 24 | 27 | 1800 | 90 | 80 | Vestas | V90-1.8 | 2011 | 42.2972 | -82.4828
Ontario | Pointes Aux Roches | 48.6 | PAR25 | 25 | 27 | 1800 | 90 | 80 | Vestas | V90-1.8 | 2011 | 42.2966 | -82.4719
Ontario | Pointes Aux Roches | 48.6 | PAR26 | 26 | 27 | 1800 | 90 | 80 | Vestas | V90-1.8 | 2011 | 42.2954 | -82.4644
Ontario | Pointes Aux Roches | 48.6 | PAR27 | 27 | 27 | 1800 | 90 | 80 | Vestas | V90-1.8 | 2011 | 42.2979 | -82.4569
Ontario | Port Albert | 0.66 | PAL1 | 1 | 1 | 660 | 47 | 65 | Vestas | V47-660 | 2001 | 43.8655 | -81.6935
Ontario | Port Alma | 101.2 | PAM1 | 1 | 44 | 2300 | 93 | 80 | Siemens | SWT 2.3-93 | 2008 | 42.167 | -82.3245
Ontario | Port Alma | 101.2 | PAM2 | 2 | 44 | 2300 | 93 | 80 | Siemens | SWT 2.3-93 | 2008 | 42.1691 | -82.327
Ontario | Port Alma | 101.2 | PAM3 | 3 | 44 | 2300 | 93 | 80 | Siemens | SWT 2.3-93 | 2008 | 42.174 | -82.3292
Ontario | Port Alma | 101.2 | PAM4 | 4 | 44 | 2300 | 93 | 80 | Siemens | SWT 2.3-93 | 2008 | 42.1766 | -82.3323
Ontario | Port Alma | 101.2 | PAM5 | 5 | 44 | 2300 | 93 | 80 | Siemens | SWT 2.3-93 | 2008 | 42.1791 | -82.3219
Ontario | Port Alma | 101.2 | PAM6 | 6 | 44 | 2300 | 93 | 80 | Siemens | SWT 2.3-93 | 2008 | 42.1764 | -82.3185
Ontario | Port Alma | 101.2 | PAM7 | 7 | 44 | 2300 | 93 | 80 | Siemens | SWT 2.3-93 | 2008 | 42.19 | -82.3024
Ontario | Port Alma | 101.2 | PAM8 | 8 | 44 | 2300 | 93 | 80 | Siemens | SWT 2.3-93 | 2008 | 42.1858 | -82.3018
Ontario | Port Alma | 101.2 | PAM9 | 9 | 44 | 2300 | 93 | 80 | Siemens | SWT 2.3-93 | 2008 | 42.1831 | -82.2985
Ontario | Port Alma | 101.2 | PAM10 | 10 | 44 | 2300 | 93 | 80 | Siemens | SWT 2.3-93 | 2008 | 42.1804 | -82.2954
Ontario | Port Alma | 101.2 | PAM11 | 11 | 44 | 2300 | 93 | 80 | Siemens | SWT 2.3-93 | 2008 | 42.178 | -82.2923
Ontario | Port Alma | 101.2 | PAM12 | 12 | 44 | 2300 | 93 | 80 | Siemens | SWT 2.3-93 | 2008 | 42.1752 | -82.289
Ontario | Port Alma | 101.2 | PAM13 | 13 | 44 | 2300 | 93 | 80 | Siemens | SWT 2.3-93 | 2008 | 42.1727 | -82.2857
Ontario | Port Alma | 101.2 | PAM14 | 14 | 44 | 2300 | 93 | 80 | Siemens | SWT 2.3-93 | 2008 | 42.1962 | -82.2858
Ontario | Port Alma | 101.2 | PAM15 | 15 | 44 | 2300 | 93 | 80 | Siemens | SWT 2.3-93 | 2008 | 42.1982 | -82.2806
Ontario | Port Alma | 101.2 | PAM16 | 16 | 44 | 2300 | 93 | 80 | Siemens | SWT 2.3-93 | 2008 | 42.1937 | -82.282
Ontario | Port Alma | 101.2 | PAM17 | 17 | 44 | 2300 | 93 | 80 | Siemens | SWT 2.3-93 | 2008 | 42.1957 | -82.2773
Ontario | Port Alma | 101.2 | PAM18 | 18 | 44 | 2300 | 93 | 80 | Siemens | SWT 2.3-93 | 2008 | 42.1877 | -82.2694
Ontario | Port Alma | 101.2 | PAM19 | 19 | 44 | 2300 | 93 | 80 | Siemens | SWT 2.3-93 | 2008 | 42.1804 | -82.2605
Ontario | Port Alma | 101.2 | PAM20 | 20 | 44 | 2300 | 93 | 80 | Siemens | SWT 2.3-93 | 2008 | 42.1987 | -82.2388
Ontario | Port Alma | 101.2 | PAM21 | 21 | 44 | 2300 | 93 | 80 | Siemens | SWT 2.3-93 | 2008 | 42.196 | -82.2358
Ontario | Port Alma | 101.2 | PAM22 | 22 | 44 | 2300 | 93 | 80 | Siemens | SWT 2.3-93 | 2008 | 42.1935 | -82.2326
Ontario | Port Alma | 101.2 | PAM23 | 23 | 44 | 2300 | 93 | 80 | Siemens | SWT 2.3-93 | 2008 | 42.1911 | -82.2296
Ontario | Port Alma | 101.2 | PAM24 | 24 | 44 | 2300 | 93 | 80 | Siemens | SWT 2.3-93 | 2008 | 42.2125 | -82.1921
Ontario | Port Alma | 101.2 | PAM25 | 25 | 44 | 2300 | 93 | 80 | Siemens | SWT 2.3-93 | 2008 | 42.2167 | -82.182
Ontario | Port Alma | 101.2 | PAM26 | 26 | 44 | 2300 | 93 | 80 | Siemens | SWT 2.3-93 | 2008 | 42.2187 | -82.1777
Ontario | Port Alma | 101.2 | PAM27 | 27 | 44 | 2300 | 93 | 80 | Siemens | SWT 2.3-93 | 2008 | 42.2212 | -82.1804
Ontario | Port Alma | 101.2 | PAM28 | 28 | 44 | 2300 | 93 | 80 | Siemens | SWT 2.3-93 | 2008 | 42.2235 | -82.1836
Ontario | Port Alma | 101.2 | PAM29 | 29 | 44 | 2300 | 93 | 80 | Siemens | SWT 2.3-93 | 2008 | 42.2252 | -82.1721
Ontario | Port Alma | 101.2 | PAM30 | 30 | 44 | 2300 | 93 | 80 | Siemens | SWT 2.3-93 | 2008 | 42.2276 | -82.1665
Ontario | Port Alma | 101.2 | PAM31 | 31 | 44 | 2300 | 93 | 80 | Siemens | SWT 2.3-93 | 2008 | 42.2267 | -82.1623
Ontario | Port Alma | 101.2 | PAM32 | 32 | 44 | 2300 | 93 | 80 | Siemens | SWT 2.3-93 | 2008 | 42.2301 | -82.1568
Ontario | Port Alma | 101.2 | PAM33 | 33 | 44 | 2300 | 93 | 80 | Siemens | SWT 2.3-93 | 2008 | 42.2332 | -82.1519
Ontario | Port Alma | 101.2 | PAM34 | 34 | 44 | 2300 | 93 | 80 | Siemens | SWT 2.3-93 | 2008 | 42.236 | -82.1548
Ontario | Port Alma | 101.2 | PAM35 | 35 | 44 | 2300 | 93 | 80 | Siemens | SWT 2.3-93 | 2008 | 42.2386 | -82.1578
Ontario | Port Alma | 101.2 | PAM36 | 36 | 44 | 2300 | 93 | 80 | Siemens | SWT 2.3-93 | 2008 | 42.2372 | -82.1469
Ontario | Port Alma | 101.2 | PAM37 | 37 | 44 | 2300 | 93 | 80 | Siemens | SWT 2.3-93 | 2008 | 42.242 | -82.144
Ontario | Port Alma | 101.2 | PAM38 | 38 | 44 | 2300 | 93 | 80 | Siemens | SWT 2.3-93 | 2008 | 42.2394 | -82.1405
Ontario | Port Alma | 101.2 | PAM39 | 39 | 44 | 2300 | 93 | 80 | Siemens | SWT 2.3-93 | 2008 | 42.2463 | -82.1412
Ontario | Port Alma | 101.2 | PAM40 | 40 | 44 | 2300 | 93 | 80 | Siemens | SWT 2.3-93 | 2008 | 42.2436 | -82.1379
Ontario | Port Alma | 101.2 | PAM41 | 41 | 44 | 2300 | 93 | 80 | Siemens | SWT 2.3-93 | 2008 | 42.248 | -82.1332
Ontario | Port Alma | 101.2 | PAM42 | 42 | 44 | 2300 | 93 | 80 | Siemens | SWT 2.3-93 | 2008 | 42.2453 | -82.1299
Ontario | Port Alma | 101.2 | PAM43 | 43 | 44 | 2300 | 93 | 80 | Siemens | SWT 2.3-93 | 2008 | 42.2511 | -82.1282
Ontario | Port Alma | 101.2 | PAM44 | 44 | 44 | 2300 | 93 | 80 | Siemens | SWT 2.3-93 | 2008 | 42.2485 | -82.125
Ontario | Port Dover and Nanticoke | 104.4 | PDN1 | 1 | 58 | 1800 | 90 | 95 | Vestas | V90-1.8 | 2013 | 42.8004 | -80.1596
Ontario | Port Dover and Nanticoke | 104.4 | PDN2 | 2 | 58 | 1800 | 90 | 95 | Vestas | V90-1.8 | 2013 | 42.7981 | -80.157
Ontario | Port Dover and Nanticoke | 104.4 | PDN3 | 3 | 58 | 1800 | 90 | 95 | Vestas | V90-1.8 | 2013 | 42.7959 | -80.1551
Ontario | Port Dover and Nanticoke | 104.4 | PDN4 | 4 | 58 | 1800 | 90 | 95 | Vestas | V90-1.8 | 2013 | 42.793 | -80.1575
Ontario | Port Dover and Nanticoke | 104.4 | PDN5 | 5 | 58 | 1800 | 90 | 95 | Vestas | V90-1.8 | 2013 | 42.8024 | -80.1507
Ontario | Port Dover and Nanticoke | 104.4 | PDN6 | 6 | 58 | 1800 | 90 | 95 | Vestas | V90-1.8 | 2013 | 42.7968 | -80.1483
Ontario | Port Dover and Nanticoke | 104.4 | PDN7 | 7 | 58 | 1800 | 90 | 95 | Vestas | V90-1.8 | 2013 | 42.7927 | -80.1491
Ontario | Port Dover and Nanticoke | 104.4 | PDN8 | 8 | 58 | 1800 | 90 | 95 | Vestas | V90-1.8 | 2013 | 42.8057 | -80.1459
Ontario | Port Dover and Nanticoke | 104.4 | PDN9 | 9 | 58 | 1800 | 90 | 95 | Vestas | V90-1.8 | 2013 | 42.8024 | -80.1439
Ontario | Port Dover and Nanticoke | 104.4 | PDN10 | 10 | 58 | 1800 | 90 | 95 | Vestas | V90-1.8 | 2013 | 42.7993 | -80.1417
Ontario | Port Dover and Nanticoke | 104.4 | PDN11 | 11 | 58 | 1800 | 90 | 95 | Vestas | V90-1.8 | 2013 | 42.796 | -80.1424
Ontario | Port Dover and Nanticoke | 104.4 | PDN12 | 12 | 58 | 1800 | 90 | 95 | Vestas | V90-1.8 | 2013 | 42.7937 | -80.1399
Ontario | Port Dover and Nanticoke | 104.4 | PDN13 | 13 | 58 | 1800 | 90 | 95 | Vestas | V90-1.8 | 2013 | 42.8079 | -80.1397
Ontario | Port Dover and Nanticoke | 104.4 | PDN14 | 14 | 58 | 1800 | 90 | 95 | Vestas | V90-1.8 | 2013 | 42.8533 | -80.12
Ontario | Port Dover and Nanticoke | 104.4 | PDN15 | 15 | 58 | 1800 | 90 | 95 | Vestas | V90-1.8 | 2013 | 42.8515 | -80.1124
Ontario | Port Dover and Nanticoke | 104.4 | PDN16 | 16 | 58 | 1800 | 90 | 95 | Vestas | V90-1.8 | 2013 | 42.8466 | -80.118
Ontario | Port Dover and Nanticoke | 104.4 | PDN17 | 17 | 58 | 1800 | 90 | 95 | Vestas | V90-1.8 | 2013 | 42.8428 | -80.0979
Ontario | Port Dover and Nanticoke | 104.4 | PDN18 | 18 | 58 | 1800 | 90 | 95 | Vestas | V90-1.8 | 2013 | 42.8438 | -80.0895
Ontario | Port Dover and Nanticoke | 104.4 | PDN19 | 19 | 58 | 1800 | 90 | 95 | Vestas | V90-1.8 | 2013 | 42.8429 | -80.0842
Ontario | Port Dover and Nanticoke | 104.4 | PDN20 | 20 | 58 | 1800 | 90 | 95 | Vestas | V90-1.8 | 2013 | 42.8325 | -80.0831
Ontario | Port Dover and Nanticoke | 104.4 | PDN21 | 21 | 58 | 1800 | 90 | 95 | Vestas | V90-1.8 | 2013 | 42.8333 | -80.0783
Ontario | Port Dover and Nanticoke | 104.4 | PDN22 | 22 | 58 | 1800 | 90 | 95 | Vestas | V90-1.8 | 2013 | 42.8472 | -80.0544
Ontario | Port Dover and Nanticoke | 104.4 | PDN23 | 23 | 58 | 1800 | 90 | 95 | Vestas | V90-1.8 | 2013 | 42.8445 | -80.0537
Ontario | Port Dover and Nanticoke | 104.4 | PDN24 | 24 | 58 | 1800 | 90 | 95 | Vestas | V90-1.8 | 2013 | 42.8499 | -80.0372
Ontario | Port Dover and Nanticoke | 104.4 | PDN25 | 25 | 58 | 1800 | 90 | 95 | Vestas | V90-1.8 | 2013 | 42.8546 | -80.0159
Ontario | Port Dover and Nanticoke | 104.4 | PDN26 | 26 | 58 | 1800 | 90 | 95 | Vestas | V90-1.8 | 2013 | 42.8554 | -80.009
Ontario | Port Dover and Nanticoke | 104.4 | PDN27 | 27 | 58 | 1800 | 90 | 95 | Vestas | V90-1.8 | 2013 | 42.8544 | -80.0054
Ontario | Port Dover and Nanticoke | 104.4 | PDN28 | 28 | 58 | 1800 | 90 | 95 | Vestas | V90-1.8 | 2013 | 42.8604 | -79.9742
Ontario | Port Dover and Nanticoke | 104.4 | PDN29 | 29 | 58 | 1800 | 90 | 95 | Vestas | V90-1.8 | 2013 | 42.8404 | -80.0224
Ontario | Port Dover and Nanticoke | 104.4 | PDN30 | 30 | 58 | 1800 | 90 | 95 | Vestas | V90-1.8 | 2013 | 42.8365 | -80.0192
Ontario | Port Dover and Nanticoke | 104.4 | PDN31 | 31 | 58 | 1800 | 90 | 95 | Vestas | V90-1.8 | 2013 | 42.8438 | -80.0002
Ontario | Port Dover and Nanticoke | 104.4 | PDN32 | 32 | 58 | 1800 | 90 | 95 | Vestas | V90-1.8 | 2013 | 42.8415 | -79.9984
Ontario | Port Dover and Nanticoke | 104.4 | PDN33 | 33 | 58 | 1800 | 90 | 95 | Vestas | V90-1.8 | 2013 | 42.8456 | -79.9933
Ontario | Port Dover and Nanticoke | 104.4 | PDN34 | 34 | 58 | 1800 | 90 | 95 | Vestas | V90-1.8 | 2013 | 42.8471 | -79.9771
Ontario | Port Dover and Nanticoke | 104.4 | PDN35 | 35 | 58 | 1800 | 90 | 95 | Vestas | V90-1.8 | 2013 | 42.8453 | -79.9611
Ontario | Port Dover and Nanticoke | 104.4 | PDN36 | 36 | 58 | 1800 | 90 | 95 | Vestas | V90-1.8 | 2013 | 42.8481 | -79.9561
Ontario | Port Dover and Nanticoke | 104.4 | PDN37 | 37 | 58 | 1800 | 90 | 95 | Vestas | V90-1.8 | 2013 | 42.8462 | -79.954
Ontario | Port Dover and Nanticoke | 104.4 | PDN38 | 38 | 58 | 1800 | 90 | 95 | Vestas | V90-1.8 | 2013 | 42.827 | -80.028
Ontario | Port Dover and Nanticoke | 104.4 | PDN39 | 39 | 58 | 1800 | 90 | 95 | Vestas | V90-1.8 | 2013 | 42.8233 | -80.0269
Ontario | Port Dover and Nanticoke | 104.4 | PDN40 | 40 | 58 | 1800 | 90 | 95 | Vestas | V90-1.8 | 2013 | 42.8279 | -80.0218
Ontario | Port Dover and Nanticoke | 104.4 | PDN41 | 41 | 58 | 1800 | 90 | 95 | Vestas | V90-1.8 | 2013 | 42.8283 | -80.016
Ontario | Port Dover and Nanticoke | 104.4 | PDN42 | 42 | 58 | 1800 | 90 | 95 | Vestas | V90-1.8 | 2013 | 42.8266 | -80.0099
Ontario | Port Dover and Nanticoke | 104.4 | PDN43 | 43 | 58 | 1800 | 90 | 95 | Vestas | V90-1.8 | 2013 | 42.8149 | -80.0111
Ontario | Port Dover and Nanticoke | 104.4 | PDN44 | 44 | 58 | 1800 | 90 | 95 | Vestas | V90-1.8 | 2013 | 42.8087 | -80.0115
Ontario | Port Dover and Nanticoke | 104.4 | PDN45 | 45 | 58 | 1800 | 90 | 95 | Vestas | V90-1.8 | 2013 | 42.815 | -80.0065
Ontario | Port Dover and Nanticoke | 104.4 | PDN46 | 46 | 58 | 1800 | 90 | 95 | Vestas | V90-1.8 | 2013 | 42.8122 | -80.0075
Ontario | Port Dover and Nanticoke | 104.4 | PDN47 | 47 | 58 | 1800 | 90 | 95 | Vestas | V90-1.8 | 2013 | 42.8077 | -80.0062
Ontario | Port Dover and Nanticoke | 104.4 | PDN48 | 48 | 58 | 1800 | 90 | 95 | Vestas | V90-1.8 | 2013 | 42.8167 | -80.0004
Ontario | Port Dover and Nanticoke | 104.4 | PDN49 | 49 | 58 | 1800 | 90 | 95 | Vestas | V90-1.8 | 2013 | 42.8152 | -79.9967
Ontario | Port Dover and Nanticoke | 104.4 | PDN50 | 50 | 58 | 1800 | 90 | 95 | Vestas | V90-1.8 | 2013 | 42.8139 | -79.9927
Ontario | Port Dover and Nanticoke | 104.4 | PDN51 | 51 | 58 | 1800 | 90 | 95 | Vestas | V90-1.8 | 2013 | 42.8318 | -79.9688
Ontario | Port Dover and Nanticoke | 104.4 | PDN52 | 52 | 58 | 1800 | 90 | 95 | Vestas | V90-1.8 | 2013 | 42.8366 | -79.9627
Ontario | Port Dover and Nanticoke | 104.4 | PDN53 | 53 | 58 | 1800 | 90 | 95 | Vestas | V90-1.8 | 2013 | 42.8339 | -79.9608
Ontario | Port Dover and Nanticoke | 104.4 | PDN54 | 54 | 58 | 1800 | 90 | 95 | Vestas | V90-1.8 | 2013 | 42.8368 | -79.9573
Ontario | Port Dover and Nanticoke | 104.4 | PDN55 | 55 | 58 | 1800 | 90 | 95 | Vestas | V90-1.8 | 2013 | 42.8412 | -79.9558
Ontario | Port Dover and Nanticoke | 104.4 | PDN56 | 56 | 58 | 1800 | 90 | 95 | Vestas | V90-1.8 | 2013 | 42.8377 | -79.9512
Ontario | Port Dover and Nanticoke | 104.4 | PDN57 | 57 | 58 | 1800 | 90 | 95 | Vestas | V90-1.8 | 2013 | 42.8249 | -79.9485
Ontario | Port Dover and Nanticoke | 104.4 | PDN58 | 58 | 58 | 1800 | 90 | 95 | Vestas | V90-1.8 | 2013 | 42.8301 | -79.9873
Ontario | Port Ryerse | 10 | RYE1 | 1 | 4 | 2500 | 113 | 99.5 | Siemens | SWT 3.0-113 | 2016 | 42.7628 | -80.2531 | Turbines derated from 3.0 MW
Ontario | Port Ryerse | 10 | RYE2 | 2 | 4 | 2500 | 113 | 99.5 | Siemens | SWT 3.0-113 | 2016 | 42.7672 | -80.2517 | Turbines derated from 3.0 MW
Ontario | Port Ryerse | 10 | RYE3 | 3 | 4 | 2500 | 113 | 99.5 | Siemens | SWT 3.0-113 | 2016 | 42.7667 | -80.2468 | Turbines derated from 3.0 MW
Ontario | Port Ryerse | 10 | RYE4 | 4 | 4 | 2500 | 113 | 99.5 | Siemens | SWT 3.0-113 | 2016 | 42.7683 | -80.2422 | Turbines derated from 3.0 MW
Ontario | Prince Wind Energy Project | 189 | PWE1 | 1 | 126 | 1500 | 77 | 80 | General Electric | GE 1.5SLE | 2006 | 46.5546 | -84.5793
Ontario | Prince Wind Energy Project | 189 | PWE2 | 2 | 126 | 1500 | 77 | 80 | General Electric | GE 1.5SLE | 2006 | 46.5552 | -84.5755
Ontario | Prince Wind Energy Project | 189 | PWE3 | 3 | 126 | 1500 | 77 | 80 | General Electric | GE 1.5SLE | 2006 | 46.5573 | -84.584
Ontario | Prince Wind Energy Project | 189 | PWE4 | 4 | 126 | 1500 | 77 | 80 | General Electric | GE 1.5SLE | 2006 | 46.5576 | -84.577
Ontario | Prince Wind Energy Project | 189 | PWE5 | 5 | 126 | 1500 | 77 | 80 | General Electric | GE 1.5SLE | 2006 | 46.5591 | -84.5842
Ontario | Prince Wind Energy Project | 189 | PWE6 | 6 | 126 | 1500 | 77 | 80 | General Electric | GE 1.5SLE | 2006 | 46.5599 | -84.5791
Ontario | Prince Wind Energy Project | 189 | PWE7 | 7 | 126 | 1500 | 77 | 80 | General Electric | GE 1.5SLE | 2006 | 46.5617 | -84.5851
Ontario | Prince Wind Energy Project | 189 | PWE8 | 8 | 126 | 1500 | 77 | 80 | General Electric | GE 1.5SLE | 2006 | 46.5621 | -84.5792
Ontario | Prince Wind Energy Project | 189 | PWE9 | 9 | 126 | 1500 | 77 | 80 | General Electric | GE 1.5SLE | 2006 | 46.564 | -84.5837
Ontario | Prince Wind Energy Project | 189 | PWE10 | 10 | 126 | 1500 | 77 | 80 | General Electric | GE 1.5SLE | 2006 | 46.564 | -84.5762
Ontario | Prince Wind Energy Project | 189 | PWE11 | 11 | 126 | 1500 | 77 | 80 | General Electric | GE 1.5SLE | 2006 | 46.5662 | -84.5822
Ontario | Prince Wind Energy Project | 189 | PWE12 | 12 | 126 | 1500 | 77 | 80 | General Electric | GE 1.5SLE | 2006 | 46.5658 | -84.5734
Ontario | Prince Wind Energy Project | 189 | PWE13 | 13 | 126 | 1500 | 77 | 80 | General Electric | GE 1.5SLE | 2006 | 46.5681 | -84.5796
Ontario | Prince Wind Energy Project | 189 | PWE14 | 14 | 126 | 1500 | 77 | 80 | General Electric | GE 1.5SLE | 2006 | 46.5681 | -84.5722
Ontario | Prince Wind Energy Project | 189 | PWE15 | 15 | 126 | 1500 | 77 | 80 | General Electric | GE 1.5SLE | 2006 | 46.5696 | -84.5764
Ontario | Prince Wind Energy Project | 189 | PWE16 | 16 | 126 | 1500 | 77 | 80 | General Electric | GE 1.5SLE | 2006 | 46.5736 | -84.5738
Ontario | Prince Wind Energy Project | 189 | PWE17 | 17 | 126 | 1500 | 77 | 80 | General Electric | GE 1.5SLE | 2006 | 46.5767 | -84.5738
Ontario | Prince Wind Energy Project | 189 | PWE18 | 18 | 126 | 1500 | 77 | 80 | General Electric | GE 1.5SLE | 2006 | 46.5788 | -84.5785
Ontario | Prince Wind Energy Project | 189 | PWE19 | 19 | 126 | 1500 | 77 | 80 | General Electric | GE 1.5SLE | 2006 | 46.5799 | -84.5755
Ontario | Prince Wind Energy Project | 189 | PWE20 | 20 | 126 | 1500 | 77 | 80 | General Electric | GE 1.5SLE | 2006 | 46.5797 | -84.5713
Ontario | Prince Wind Energy Project | 189 | PWE21 | 21 | 126 | 1500 | 77 | 80 | General Electric | GE 1.5SLE | 2006 | 46.5738 | -84.5673
Ontario | Prince Wind Energy Project | 189 | PWE22 | 22 | 126 | 1500 | 77 | 80 | General Electric | GE 1.5SLE | 2006 | 46.5751 | -84.565
Ontario | Prince Wind Energy Project | 189 | PWE23 | 23 | 126 | 1500 | 77 | 80 | General Electric | GE 1.5SLE | 2006 | 46.5769 | -84.5622
Ontario | Prince Wind Energy Project | 189 | PWE24 | 24 | 126 | 1500 | 77 | 80 | General Electric | GE 1.5SLE | 2006 | 46.5779 | -84.5668
Ontario | Prince Wind Energy Project | 189 | PWE25 | 25 | 126 | 1500 | 77 | 80 | General Electric | GE 1.5SLE | 2006 | 46.5807 | -84.568
Ontario | Prince Wind Energy Project | 189 | PWE26 | 26 | 126 | 1500 | 77 | 80 | General Electric | GE 1.5SLE | 2006 | 46.5798 | -84.5637
Ontario | Prince Wind Energy Project | 189 | PWE27 | 27 | 126 | 1500 | 77 | 80 | General Electric | GE 1.5SLE | 2006 | 46.5822 | -84.5604
Ontario | Prince Wind Energy Project | 189 | PWE28 | 28 | 126 | 1500 | 77 | 80 | General Electric | GE 1.5SLE | 2006 | 46.5832 | -84.5576
Ontario | Prince Wind Energy Project | 189 | PWE29 | 29 | 126 | 1500 | 77 | 80 | General Electric | GE 1.5SLE | 2006 | 46.5843 | -84.5527
Ontario | Prince Wind Energy Project | 189 | PWE30 | 30 | 126 | 1500 | 77 | 80 | General Electric | GE 1.5SLE | 2006 | 46.5836 | -84.5475
Ontario | Prince Wind Energy Project | 189 | PWE31 | 31 | 126 | 1500 | 77 | 80 | General Electric | GE 1.5SLE | 2006 | 46.5842 | -84.5441
Ontario | Prince Wind Energy Project | 189 | PWE32 | 32 | 126 | 1500 | 77 | 80 | General Electric | GE 1.5SLE | 2006 | 46.5818 | -84.5437
Ontario | Prince Wind Energy Project | 189 | PWE33 | 33 | 126 | 1500 | 77 | 80 | General Electric | GE 1.5SLE | 2006 | 46.5814 | -84.54
Ontario | Prince Wind Energy Project | 189 | PWE34 | 34 | 126 | 1500 | 77 | 80 | General Electric | GE 1.5SLE | 2006 | 46.579 | -84.543
Ontario | Prince Wind Energy Project | 189 | PWE35 | 35 | 126 | 1500 | 77 | 80 | General Electric | GE 1.5SLE | 2006 | 46.5765 | -84.5451
Ontario | Prince Wind Energy Project | 189 | PWE36 | 36 | 126 | 1500 | 77 | 80 | General Electric | GE 1.5SLE | 2006 | 46.5838 | -84.5384
Ontario | Prince Wind Energy Project | 189 | PWE37 | 37 | 126 | 1500 | 77 | 80 | General Electric | GE 1.5SLE | 2006 | 46.5803 | -84.5322
Ontario | Prince Wind Energy Project | 189 | PWE38 | 38 | 126 | 1500 | 77 | 80 | General Electric | GE 1.5SLE | 2006 | 46.5788 | -84.5283
Ontario | Prince Wind Energy Project | 189 | PWE39 | 39 | 126 | 1500 | 77 | 80 | General Electric | GE 1.5SLE | 2006 | 46.5842 | -84.5349
Ontario | Prince Wind Energy Project | 189 | PWE40 | 40 | 126 | 1500 | 77 | 80 | General Electric | GE 1.5SLE | 2006 | 46.5847 | -84.5316
Ontario | Prince Wind Energy Project | 189 | PWE41 | 41 | 126 | 1500 | 77 | 80 | General Electric | GE 1.5SLE | 2006 | 46.5873 | -84.5322
Ontario | Prince Wind Energy Project | 189 | PWE42 | 42 | 126 | 1500 | 77 | 80 | General Electric | GE 1.5SLE | 2006 | 46.5886 | -84.5293
Ontario | Prince Wind Energy Project | 189 | PWE43 | 43 | 126 | 1500 | 77 | 80 | General Electric | GE 1.5SLE | 2006 | 46.5844 | -84.5264
Ontario | Prince Wind Energy Project | 189 | PWE44 | 44 | 126 | 1500 | 77 | 80 | General Electric | GE 1.5SLE | 2006 | 46.5843 | -84.5213
Ontario | Prince Wind Energy Project | 189 | PWE45 | 45 | 126 | 1500 | 77 | 80 | General Electric | GE 1.5SLE | 2006 | 46.5849 | -84.512
Ontario | Prince Wind Energy Project | 189 | PWE46 | 46 | 126 | 1500 | 77 | 80 | General Electric | GE 1.5SLE | 2006 | 46.587 | -84.5107
Ontario | Prince Wind Energy Project | 189 | PWE47 | 47 | 126 | 1500 | 77 | 80 | General Electric | GE 1.5SLE | 2006 | 46.5844 | -84.5062
Ontario | Prince Wind Energy Project | 189 | PWE48 | 48 | 126 | 1500 | 77 | 80 | General Electric | GE 1.5SLE | 2006 | 46.5819 | -84.5053
Ontario | Prince Wind Energy Project | 189 | PWE49 | 49 | 126 | 1500 | 77 | 80 | General Electric | GE 1.5SLE | 2006 | 46.5916 | -84.5105
Ontario | Prince Wind Energy Project | 189 | PWE50 | 50 | 126 | 1500 | 77 | 80 | General Electric | GE 1.5SLE | 2006 | 46.5935 | -84.506
Ontario | Prince Wind Energy Project | 189 | PWE51 | 51 | 126 | 1500 | 77 | 80 | General Electric | GE 1.5SLE | 2006 | 46.5961 | -84.5099
Ontario | Prince Wind Energy Project | 189 | PWE52 | 52 | 126 | 1500 | 77 | 80 | General Electric | GE 1.5SLE | 2006 | 46.5968 | -84.503
Ontario | Prince Wind Energy Project | 189 | PWE53 | 53 | 126 | 1500 | 77 | 80 | General Electric | GE 1.5SLE | 2006 | 46.5989 | -84.5009
Ontario | Prince Wind Energy Project | 189 | PWE54 | 54 | 126 | 1500 | 77 | 80 | General Electric | GE 1.5SLE | 2006 | 46.6015 | -84.5028
Ontario | Prince Wind Energy Project | 189 | PWE55 | 55 | 126 | 1500 | 77 | 80 | General Electric | GE 1.5SLE | 2006 | 46.6034 | -84.5068
Ontario | Prince Wind Energy Project | 189 | PWE56 | 56 | 126 | 1500 | 77 | 80 | General Electric | GE 1.5SLE | 2006 | 46.6048 | -84.5109
Ontario | Prince Wind Energy Project | 189 | PWE57 | 57 | 126 | 1500 | 77 | 80 | General Electric | GE 1.5SLE | 2006 | 46.6072 | -84.5079
Ontario | Prince Wind Energy Project | 189 | PWE58 | 58 | 126 | 1500 | 77 | 80 | General Electric | GE 1.5SLE | 2006 | 46.6033 | -84.4998
Ontario | Prince Wind Energy Project | 189 | PWE59 | 59 | 126 | 1500 | 77 | 80 | General Electric | GE 1.5SLE | 2006 | 46.6014 | -84.4942
Ontario | Prince Wind Energy Project | 189 | PWE60 | 60 | 126 | 1500 | 77 | 80 | General Electric | GE 1.5SLE | 2006 | 46.6054 | -84.4982
Ontario | Prince Wind Energy Project | 189 | PWE61 | 61 | 126 | 1500 | 77 | 80 | General Electric | GE 1.5SLE | 2006 | 46.6057 | -84.4924
Ontario | Prince Wind Energy Project | 189 | PWE62 | 62 | 126 | 1500 | 77 | 80 | General Electric | GE 1.5SLE | 2006 | 46.6045 | -84.4879
Ontario | Prince Wind Energy Project | 189 | PWE63 | 63 | 126 | 1500 | 77 | 80 | General Electric | GE 1.5SLE | 2006 | 46.608 | -84.4869
Ontario | Prince Wind Energy Project | 189 | PWE64 | 64 | 126 | 1500 | 77 | 80 | General Electric | GE 1.5SLE | 2006 | 46.6113 | -84.4902
Ontario | Prince Wind Energy Project | 189 | PWE65 | 65 | 126 | 1500 | 77 | 80 | General Electric | GE 1.5SLE | 2006 | 46.6117 | -84.4832
Ontario | Prince Wind Energy Project | 189 | PWE66 | 66 | 126 | 1500 | 77 | 80 | General Electric | GE 1.5SLE | 2006 | 46.6085 | -84.4781
Ontario | Prince Wind Energy Project | 189 | PWE67 | 67 | 126 | 1500 | 77 | 80 | General Electric | GE 1.5SLE | 2006 | 46.6137 | -84.4798
Ontario | Prince Wind Energy Project | 189 | PWE68 | 68 | 126 | 1500 | 77 | 80 | General Electric | GE 1.5SLE | 2006 | 46.616 | -84.4793
Ontario | Prince Wind Energy Project | 189 | PWE69 | 69 | 126 | 1500 | 77 | 80 | General Electric | GE 1.5SLE | 2006 | 46.6176 | -84.4773
Ontario | Prince Wind Energy Project | 189 | PWE70 | 70 | 126 | 1500 | 77 | 80 | General Electric | GE 1.5SLE | 2006 | 46.6202 | -84.4763
Ontario | Prince Wind Energy Project | 189 | PWE71 | 71 | 126 | 1500 | 77 | 80 | General Electric | GE 1.5SLE | 2006 | 46.6225 | -84.4775
Ontario | Prince Wind Energy Project | 189 | PWE72 | 72 | 126 | 1500 | 77 | 80 | General Electric | GE 1.5SLE | 2006 | 46.6249 | -84.4775
Ontario | Prince Wind Energy Project | 189 | PWE73 | 73 | 126 | 1500 | 77 | 80 | General Electric | GE 1.5SLE | 2006 | 46.6269 | -84.4759
Ontario | Prince Wind Energy Project | 189 | PWE74 | 74 | 126 | 1500 | 77 | 80 | General Electric | GE 1.5SLE | 2006 | 46.6279 | -84.4731
Ontario | Prince Wind Energy Project | 189 | PWE75 | 75 | 126 | 1500 | 77 | 80 | General Electric | GE 1.5SLE | 2006 | 46.6294 | -84.4703
Ontario | Prince Wind Energy Project | 189 | PWE76 | 76 | 126 | 1500 | 77 | 80 | General Electric | GE 1.5SLE | 2006 | 46.6322 | -84.4702
Ontario | Prince Wind Energy Project | 189 | PWE77 | 77 | 126 | 1500 | 77 | 80 | General Electric | GE 1.5SLE | 2006 | 46.634 | -84.4684
Ontario | Prince Wind Energy Project | 189 | PWE78 | 78 | 126 | 1500 | 77 | 80 | General Electric | GE 1.5SLE | 2006 | 46.6347 | -84.4627
Ontario | Prince Wind Energy Project | 189 | PWE79 | 79 | 126 | 1500 | 77 | 80 | General Electric | GE 1.5SLE | 2006 | 46.6343 | -84.4582
Ontario | Prince Wind Energy Project | 189 | PWE80 | 80 | 126 | 1500 | 77 | 80 | General Electric | GE 1.5SLE | 2006 | 46.6359 | -84.4561
Ontario | Prince Wind Energy Project | 189 | PWE81 | 81 | 126 | 1500 | 77 | 80 | General Electric | GE 1.5SLE | 2006 | 46.629 | -84.4603
Ontario | Prince Wind Energy Project | 189 | PWE82 | 82 | 126 | 1500 | 77 | 80 | General Electric | GE 1.5SLE | 2006 | 46.6301 | -84.4574
Ontario | Prince Wind Energy Project | 189 | PWE83 | 83 | 126 | 1500 | 77 | 80 | General Electric | GE 1.5SLE | 2006 | 46.6312 | -84.4546
Ontario | Prince Wind Energy Project | 189 | PWE84 | 84 | 126 | 1500 | 77 | 80 | General Electric | GE 1.5SLE | 2006 | 46.6361 | -84.4523
Ontario | Prince Wind Energy Project | 189 | PWE85 | 85 | 126 | 1500 | 77 | 80 | General Electric | GE 1.5SLE | 2006 | 46.6384 | -84.4501
Ontario | Prince Wind Energy Project | 189 | PWE86 | 86 | 126 | 1500 | 77 | 80 | General Electric | GE 1.5SLE | 2006 | 46.6406 | -84.4483
Ontario | Prince Wind Energy Project | 189 | PWE87 | 87 | 126 | 1500 | 77 | 80 | General Electric | GE 1.5SLE | 2006 | 46.6426 | -84.4478
Ontario | Prince Wind Energy Project | 189 | PWE88 | 88 | 126 | 1500 | 77 | 80 | General Electric | GE 1.5SLE | 2006 | 46.6434 | -84.4443
Ontario | Prince Wind Energy Project | 189 | PWE89 | 89 | 126 | 1500 | 77 | 80 | General Electric | GE 1.5SLE | 2006 | 46.6446 | -84.4419
Ontario | Prince Wind Energy Project | 189 | PWE90 | 90 | 126 | 1500 | 77 | 80 | General Electric | GE 1.5SLE | 2006 | 46.644 | -84.4377
Ontario | Prince Wind Energy Project | 189 | PWE91 | 91 | 126 | 1500 | 77 | 80 | General Electric | GE 1.5SLE | 2006 | 46.6322 | -84.449
Ontario | Prince Wind Energy Project | 189 | PWE92 | 92 | 126 | 1500 | 77 | 80 | General Electric | GE 1.5SLE | 2006 | 46.6334 | -84.4464
Ontario | Prince Wind Energy Project | 189 | PWE93 | 93 | 126 | 1500 | 77 | 80 | General Electric | GE 1.5SLE | 2006 | 46.6362 | -84.4461
Ontario | Prince Wind Energy Project | 189 | PWE94 | 94 | 126 | 1500 | 77 | 80 | General Electric | GE 1.5SLE | 2006 | 46.634 | -84.44
Ontario | Prince Wind Energy Project | 189 | PWE95 | 95 | 126 | 1500 | 77 | 80 | General Electric | GE 1.5SLE | 2006 | 46.6303 | -84.4389
Ontario | Prince Wind Energy Project | 189 | PWE96 | 96 | 126 | 1500 | 77 | 80 | General Electric | GE 1.5SLE | 2006 | 46.6308 | -84.4349
Ontario | Prince Wind Energy Project | 189 | PWE97 | 97 | 126 | 1500 | 77 | 80 | General Electric | GE 1.5SLE | 2006 | 46.6381 | -84.4426
Ontario | Prince Wind Energy Project | 189 | PWE98 | 98 | 126 | 1500 | 77 | 80 | General Electric | GE 1.5SLE | 2006 | 46.6399 | -84.4398
Ontario | Prince Wind Energy Project | 189 | PWE99 | 99 | 126 | 1500 | 77 | 80 | General Electric | GE 1.5SLE | 2006 | 46.639 | -84.4364
Ontario | Prince Wind Energy Project | 189 | PWE100 | 100 | 126 | 1500 | 77 | 80 | General Electric | GE 1.5SLE | 2006 | 46.6399 | -84.4339
Ontario | Prince Wind Energy Project | 189 | PWE101 | 101 | 126 | 1500 | 77 | 80 | General Electric | GE 1.5SLE | 2006 | 46.6422 | -84.4304
Ontario | Prince Wind Energy Project | 189 | PWE102 | 102 | 126 | 1500 | 77 | 80 | General Electric | GE 1.5SLE | 2006 | 46.6421 | -84.4268
Ontario | Prince Wind Energy Project | 189 | PWE103 | 103 | 126 | 1500 | 77 | 80 | General Electric | GE 1.5SLE | 2006 | 46.6388 | -84.4271
Ontario | Prince Wind Energy Project | 189 | PWE104 | 104 | 126 | 1500 | 77 | 80 | General Electric | GE 1.5SLE | 2006 | 46.6376 | -84.4247
Ontario | Prince Wind Energy Project | 189 | PWE105 | 105 | 126 | 1500 | 77 | 80 | General Electric | GE 1.5SLE | 2006 | 46.6387 | -84.4215
Ontario | Prince Wind Energy Project | 189 | PWE106 | 106 | 126 | 1500 | 77 | 80 | General Electric | GE 1.5SLE | 2006 | 46.6521 | -84.4107
Ontario | Prince Wind Energy Project | 189 | PWE107 | 107 | 126 | 1500 | 77 | 80 | General Electric | GE 1.5SLE | 2006 | 46.6549 | -84.4149
Ontario | Prince Wind Energy Project | 189 | PWE108 | 108 | 126 | 1500 | 77 | 80 | General Electric | GE 1.5SLE | 2006 | 46.6558 | -84.4115
Ontario | Prince Wind Energy Project | 189 | PWE109 | 109 | 126 | 1500 | 77 | 80 | General Electric | GE 1.5SLE | 2006 | 46.6591 | -84.4075
Ontario | Prince Wind Energy Project | 189 | PWE110 | 110 | 126 | 1500 | 77 | 80 | General Electric | GE 1.5SLE | 2006 | 46.6608 | -84.4053
Ontario | Prince Wind Energy Project | 189 | PWE111 | 111 | 126 | 1500 | 77 | 80 | General Electric | GE 1.5SLE | 2006 | 46.6621 | -84.4024
Ontario | Prince Wind Energy Project | 189 | PWE112 | 112 | 126 | 1500 | 77 | 80 | General Electric | GE 1.5SLE | 2006 | 46.6621 | -84.3979
Ontario | Prince Wind Energy Project | 189 | PWE113 | 113 | 126 | 1500 | 77 | 80 | General Electric | GE 1.5SLE | 2006 | 46.6617 | -84.4108
Ontario | Prince Wind Energy Project | 189 | PWE114 | 114 | 126 | 1500 | 77 | 80 | General Electric | GE 1.5SLE | 2006 | 46.662 | -84.4229
Ontario | Prince Wind Energy Project | 189 | PWE115 | 115 | 126 | 1500 | 77 | 80 | General Electric | GE 1.5SLE | 2006 | 46.6621 | -84.4198
Ontario | Prince Wind Energy Project | 189 | PWE116 | 116 | 126 | 1500 | 77 | 80 | General Electric | GE 1.5SLE | 2006 | 46.6633 | -84.4166
Ontario | Prince Wind Energy Project | 189 | PWE117 | 117 | 126 | 1500 | 77 | 80 | General Electric | GE 1.5SLE | 2006 | 46.6654 | -84.4146
Ontario | Prince Wind Energy Project | 189 | PWE118 | 118 | 126 | 1500 | 77 | 80 | General Electric | GE 1.5SLE | 2006 | 46.6666 | -84.4114
Ontario | Prince Wind Energy Project | 189 | PWE119 | 119 | 126 | 1500 | 77 | 80 | General Electric | GE 1.5SLE | 2006 | 46.6657 | -84.4229
Ontario | Prince Wind Energy Project | 189 | PWE120 | 120 | 126 | 1500 | 77 | 80 | General Electric | GE 1.5SLE | 2006 | 46.6667 | -84.4191
Ontario | Prince Wind Energy Project | 189 | PWE121 | 121 | 126 | 1500 | 77 | 80 | General Electric | GE 1.5SLE | 2006 | 46.6687 | -84.4172
Ontario | Prince Wind Energy Project | 189 | PWE122 | 122 | 126 | 1500 | 77 | 80 | General Electric | GE 1.5SLE | 2006 | 46.67 | -84.4145
Ontario | Prince Wind Energy Project | 189 | PWE123 | 123 | 126 | 1500 | 77 | 80 | General Electric | GE 1.5SLE | 2006 | 46.6695 | -84.4112
Ontario | Prince Wind Energy Project | 189 | PWE124 | 124 | 126 | 1500 | 77 | 80 | General Electric | GE 1.5SLE | 2006 | 46.6704 | -84.4074
Ontario | Prince Wind Energy Project | 189 | PWE125 | 125 | 126 | 1500 | 77 | 80 | General Electric | GE 1.5SLE | 2006 | 46.6671 | -84.406
Ontario | Prince Wind Energy Project | 189 | PWE126 | 126 | 126 | 1500 | 77 | 80 | General Electric | GE 1.5SLE | 2006 | 46.6667 | -84.402
Ontario | Proof Line | 6.6 | PRO1 | 1 | 4 | 1650 | 82 | 80 | Vestas | V82-1.65 | 2009 | 43.1443 | -82.0211
Ontario | Proof Line | 6.6 | PRO2 | 2 | 4 | 1650 | 82 | 80 | Vestas | V82-1.65 | 2009 | 43.1475 | -82.0271
Ontario | Proof Line | 6.6 | PRO3 | 3 | 4 | 1650 | 82 | 80 | Vestas | V82-1.65 | 2009 | 43.154 | -82.0222
Ontario | Proof Line | 6.6 | PRO4 | 4 | 4 | 1650 | 82 | 80 | Vestas | V82-1.65 | 2009 | 43.1566 | -82.0189
Ontario | Providence Bay | 1.6 | PRB1 | 1 | 2 | 800 | 48 | 76 | Enercon | E48-800 | 2007 | 45.7289 | -82.295
Ontario | Providence Bay | 1.6 | PRB2 | 2 | 2 | 800 | 48 | 76 | Enercon | E48-800 | 2007 | 45.7295 | -82.2914
Ontario | Quixote One Wind Energy | 2.3 | QUI1 | 1 | 1 | 2300 | 92 | 85 | Enercon | E92-2.35 | 2015 | 44.273 | -81.5791
Ontario | Raleigh Wind Energy Centre | 78 | RWE1 | 1 | 52 | 1500 | 82.5 | 80 | General Electric | GE 1.5XLE | 2011 | 42.3217 | -82.1422
Ontario | Raleigh Wind Energy Centre | 78 | RWE2 | 2 | 52 | 1500 | 82.5 | 80 | General Electric | GE 1.5XLE | 2011 | 42.316 | -82.1357
Ontario | Raleigh Wind Energy Centre | 78 | RWE3 | 3 | 52 | 1500 | 82.5 | 80 | General Electric | GE 1.5XLE | 2011 | 42.3201 | -82.1622
Ontario | Raleigh Wind Energy Centre | 78 | RWE4 | 4 | 52 | 1500 | 82.5 | 80 | General Electric | GE 1.5XLE | 2011 | 42.3174 | -82.1596
Ontario | Raleigh Wind Energy Centre | 78 | RWE5 | 5 | 52 | 1500 | 82.5 | 80 | General Electric | GE 1.5XLE | 2011 | 42.3102 | -82.1561
Ontario | Raleigh Wind Energy Centre | 78 | RWE6 | 6 | 52 | 1500 | 82.5 | 80 | General Electric | GE 1.5XLE | 2011 | 42.3097 | -82.1459
Ontario | Raleigh Wind Energy Centre | 78 | RWE7 | 7 | 52 | 1500 | 82.5 | 80 | General Electric | GE 1.5XLE | 2011 | 42.3061 | -82.1715
Ontario | Raleigh Wind Energy Centre | 78 | RWE8 | 8 | 52 | 1500 | 82.5 | 80 | General Electric | GE 1.5XLE | 2011 | 42.2966 | -82.1639
Ontario | Raleigh Wind Energy Centre | 78 | RWE9 | 9 | 52 | 1500 | 82.5 | 80 | General Electric | GE 1.5XLE | 2011 | 42.3038 | -82.1562
Ontario | Raleigh Wind Energy Centre | 78 | RWE10 | 10 | 52 | 1500 | 82.5 | 80 | General Electric | GE 1.5XLE | 2011 | 42.2936 | -82.142
Ontario | Raleigh Wind Energy Centre | 78 | RWE11 | 11 | 52 | 1500 | 82.5 | 80 | General Electric | GE 1.5XLE | 2011 | 42.2838 | -82.1512
Ontario | Raleigh Wind Energy Centre | 78 | RWE12 | 12 | 52 | 1500 | 82.5 | 80 | General Electric | GE 1.5XLE | 2011 | 42.2817 | -82.1365
Ontario | Raleigh Wind Energy Centre | 78 | RWE13 | 13 | 52 | 1500 | 82.5 | 80 | General Electric | GE 1.5XLE | 2011 | 42.2771 | -82.1652
Ontario | Raleigh Wind Energy Centre | 78 | RWE14 | 14 | 52 | 1500 | 82.5 | 80 | General Electric | GE 1.5XLE | 2011 | 42.2661 | -82.1526
Ontario | Raleigh Wind Energy Centre | 78 | RWE15 | 15 | 52 | 1500 | 82.5 | 80 | General Electric | GE 1.5XLE | 2011 | 42.2717 | -82.1474
Ontario | Raleigh Wind Energy Centre | 78 | RWE16 | 16 | 52 | 1500 | 82.5 | 80 | General Electric | GE 1.5XLE | 2011 | 42.2592 | -82.1456
Ontario | Raleigh Wind Energy Centre | 78 | RWE17 | 17 | 52 | 1500 | 82.5 | 80 | General Electric | GE 1.5XLE | 2011 | 42.2678 | -82.1354
Ontario | Raleigh Wind Energy Centre | 78 | RWE18 | 18 | 52 | 1500 | 82.5 | 80 | General Electric | GE 1.5XLE | 2011 | 42.2634 | -82.1116
Ontario | Raleigh Wind Energy Centre | 78 | RWE19 | 19 | 52 | 1500 | 82.5 | 80 | General Electric | GE 1.5XLE | 2011 | 42.2682 | -82.1067
Ontario | Raleigh Wind Energy Centre | 78 | RWE20 | 20 | 52 | 1500 | 82.5 | 80 | General Electric | GE 1.5XLE | 2011 | 42.263 | -82.184
Ontario | Raleigh Wind Energy Centre | 78 | RWE21 | 21 | 52 | 1500 | 82.5 | 80 | General Electric | GE 1.5XLE | 2011 | 42.2532 | -82.1771
Ontario | Raleigh Wind Energy Centre | 78 | RWE22 | 22 | 52 | 1500 | 82.5 | 80 | General Electric | GE 1.5XLE | 2011 | 42.2427 | -82.1669
Ontario | Raleigh Wind Energy Centre | 78 | RWE23 | 23 | 52 | 1500 | 82.5 | 80 | General Electric | GE 1.5XLE | 2011 | 42.2399 | -82.1634
Ontario | Raleigh Wind Energy Centre | 78 | RWE24 | 24 | 52 | 1500 | 82.5 | 80 | General Electric | GE 1.5XLE | 2011 | 42.2568 | -82.197
Ontario | Raleigh Wind Energy Centre | 78 | RWE25 | 25 | 52 | 1500 | 82.5 | 80 | General Electric | GE 1.5XLE | 2011 | 42.248 | -82.2067
Ontario | Raleigh Wind Energy Centre | 78 | RWE26 | 26 | 52 | 1500 | 82.5 | 80 | General Electric | GE 1.5XLE | 2011 | 42.244 | -82.2132
Ontario | Raleigh Wind Energy Centre | 78 | RWE27 | 27 | 52 | 1500 | 82.5 | 80 | General Electric | GE 1.5XLE | 2011 | 42.238 | -82.2015
Ontario | Raleigh Wind Energy Centre | 78 | RWE28 | 28 | 52 | 1500 | 82.5 | 80 | General Electric | GE 1.5XLE | 2011 | 42.2424 | -82.1939
Ontario | Raleigh Wind Energy Centre | 78 | RWE29 | 29 | 52 | 1500 | 82.5 | 80 | General Electric | GE 1.5XLE | 2011 | 42.2257 | -82.194
Ontario | Raleigh Wind Energy Centre | 78 | RWE30 | 30 | 52 | 1500 | 82.5 | 80 | General Electric | GE 1.5XLE | 2011 | 42.2308 | -82.1836
Ontario | Raleigh Wind Energy Centre | 78 | RWE31 | 31 | 52 | 1500 | 82.5 | 80 | General Electric | GE 1.5XLE | 2011 | 42.2233 | -82.2236
Ontario | Raleigh Wind Energy Centre | 78 | RWE32 | 32 | 52 | 1500 | 82.5 | 80 | General Electric | GE 1.5XLE | 2011 | 42.2212 | -82.2161
Ontario | Raleigh Wind Energy Centre | 78 | RWE33 | 33 | 52 | 1500 | 82.5 | 80 | General Electric | GE 1.5XLE | 2011 | 42.2149 | -82.217
Ontario | Raleigh Wind Energy Centre | 78 | RWE34 | 34 | 52 | 1500 | 82.5 | 80 | General Electric | GE 1.5XLE | 2011 | 42.3005 | -82.2038
Ontario | Raleigh Wind Energy Centre | 78 | RWE35 | 35 | 52 | 1500 | 82.5 | 80 | General Electric | GE 1.5XLE | 2011 | 42.2951 | -82.1898
Ontario | Raleigh Wind Energy Centre | 78 | RWE36 | 36 | 52 | 1500 | 82.5 | 80 | General Electric | GE 1.5XLE | 2011 | 42.2895 | -82.1802
Ontario | Raleigh Wind Energy Centre | 78 | RWE37 | 37 | 52 | 1500 | 82.5 | 80 | General Electric | GE 1.5XLE | 2011 | 42.2881 | -82.1754
Ontario | Raleigh Wind Energy Centre | 78 | RWE38 | 38 | 52 | 1500 | 82.5 | 80 | General Electric | GE 1.5XLE | 2011 | 42.2966 | -82.2334
Ontario | Raleigh Wind Energy Centre | 78 | RWE39 | 39 | 52 | 1500 | 82.5 | 80 | General Electric | GE 1.5XLE | 2011 | 42.2934 | -82.2149
Ontario | Raleigh Wind Energy Centre | 78 | RWE40 | 40 | 52 | 1500 | 82.5 | 80 | General Electric | GE 1.5XLE | 2011 | 42.2835 | -82.2042
Ontario | Raleigh Wind Energy Centre | 78 | RWE41 | 41 | 52 | 1500 | 82.5 | 80 | General Electric | GE 1.5XLE | 2011 | 42.2763 | -82.1919
Ontario | Raleigh Wind Energy Centre | 78 | RWE42 | 42 | 52 | 1500 | 82.5 | 80 | General Electric | GE 1.5XLE | 2011 | 42.2727 | -82.197
Ontario | Raleigh Wind Energy Centre | 78 | RWE43 | 43 | 52 | 1500 | 82.5 | 80 | General Electric | GE 1.5XLE | 2011 | 42.2747 | -82.2169
Ontario | Raleigh Wind Energy Centre | 78 | RWE44 | 44 | 52 | 1500 | 82.5 | 80 | General Electric | GE 1.5XLE | 2011 | 42.2924 | -82.2483
Ontario | Raleigh Wind Energy Centre | 78 | RWE45 | 45 | 52 | 1500 | 82.5 | 80 | General Electric | GE 1.5XLE | 2011 | 42.2885 | -82.2472
Ontario | Raleigh Wind Energy Centre | 78 | RWE46 | 46 | 52 | 1500 | 82.5 | 80 | General Electric | GE 1.5XLE | 2011 | 42.2852 | -82.2428
Ontario | Raleigh Wind Energy Centre | 78 | RWE47 | 47 | 52 | 1500 | 82.5 | 80 | General Electric | GE 1.5XLE | 2011 | 42.2621 | -82.2115
Ontario | Raleigh Wind Energy Centre | 78 | RWE48 | 48 | 52 | 1500 | 82.5 | 80 | General Electric | GE 1.5XLE | 2011 | 42.2551 | -82.2219
Ontario | Raleigh Wind Energy Centre | 78 | RWE49 | 49 | 52 | 1500 | 82.5 | 80 | General Electric | GE 1.5XLE | 2011 | 42.2565 | -82.2288
Ontario | Raleigh Wind Energy Centre | 78 | RWE50 | 50 | 52 | 1500 | 82.5 | 80 | General Electric | GE 1.5XLE | 2011 | 42.2601 | -82.2411
Ontario | Raleigh Wind Energy Centre | 78 | RWE51 | 51 | 52 | 1500 | 82.5 | 80 | General Electric | GE 1.5XLE | 2011 | 42.2669 | -82.2505
Ontario | Raleigh Wind Energy Centre | 78 | RWE52 | 52 | 52 | 1500 | 82.5 | 80 | General Electric | GE 1.5XLE | 2011 | 42.2697 | -82.254
Ontario | Ravenswood Wind Farm | 9.9 | RWF1 | 1 | 6 | 1650 | 82 | 80 | Vestas | V82-1.65 | 2008 | 43.1711 | -81.9798
Ontario | Ravenswood Wind Farm | 9.9 | RWF2 | 2 | 6 | 1650 | 82 | 80 | Vestas | V82-1.65 | 2008 | 43.173 | -81.973
Ontario | Ravenswood Wind Farm | 9.9 | RWF3 | 3 | 6 | 1650 | 82 | 80 | Vestas | V82-1.65 | 2008 | 43.1747 | -81.9808
Ontario | Ravenswood Wind Farm | 9.9 | RWF4 | 4 | 6 | 1650 | 82 | 80 | Vestas | V82-1.65 | 2008 | 43.1763 | -81.9695
Ontario | Ravenswood Wind Farm | 9.9 | RWF5 | 5 | 6 | 1650 | 82 | 80 | Vestas | V82-1.65 | 2008 | 43.1797 | -81.9824
Ontario | Ravenswood Wind Farm | 9.9 | RWF6 | 6 | 6 | 1650 | 82 | 80 | Vestas | V82-1.65 | 2008 | 43.1825 | -81.9823
Ontario | Richardson (Thames River II) | 50 | THM36 | 36 | 40 | 2000 | 82 | 78 | Enercon | E82-2.0 | 2010 | 42.2419 | -82.4575
Ontario | Richardson (Thames River II) | 50 | THM37 | 37 | 40 | 2000 | 82 | 78 | Enercon | E82-2.0 | 2010 | 42.236 | -82.4585
Ontario | Richardson (Thames River II) | 50 | THM38 | 38 | 40 | 2000 | 82 | 78 | Enercon | E82-2.0 | 2010 | 42.2332 | -82.4587
Ontario | Richardson (Thames River II) | 50 | THM39 | 39 | 40 | 2000 | 82 | 78 | Enercon | E82-2.0 | 2010 | 42.2314 | -82.4565
Ontario | Richardson (Thames River II) | 50 | THM40 | 40 | 40 | 2000 | 82 | 78 | Enercon | E82-2.0 | 2010 | 42.2211 | -82.4642
Ontario | Ripley | 76 | RIP1 | 1 | 38 | 2000 | 82 | 78 | Enercon | E82-2.0 | 2007 | 44.0343 | -81.6834
Ontario | Ripley | 76 | RIP2 | 2 | 38 | 2000 | 82 | 78 | Enercon | E82-2.0 | 2007 | 44.0403 | -81.6821
Ontario | Ripley | 76 | RIP3 | 3 | 38 | 2000 | 82 | 78 | Enercon | E82-2.0 | 2007 | 44.0367 | -81.6783
Ontario | Ripley | 76 | RIP4 | 4 | 38 | 2000 | 82 | 78 | Enercon | E82-2.0 | 2007 | 44.0396 | -81.6728
Ontario | Ripley | 76 | RIP5 | 5 | 38 | 2000 | 82 | 78 | Enercon | E82-2.0 | 2007 | 44.0327 | -81.6737
Ontario | Ripley | 76 | RIP6 | 6 | 38 | 2000 | 82 | 78 | Enercon | E82-2.0 | 2007 | 44.0295 | -81.6578
Ontario | Ripley | 76 | RIP7 | 7 | 38 | 2000 | 82 | 78 | Enercon | E82-2.0 | 2007 | 44.0266 | -81.6629
Ontario | Ripley | 76 | RIP8 | 8 | 38 | 2000 | 82 | 78 | Enercon | E82-2.0 | 2007 | 44.0463 | -81.6706
Ontario | Ripley | 76 | RIP9 | 9 | 38 | 2000 | 82 | 78 | Enercon | E82-2.0 | 2007 | 44.0524 | -81.6658
Ontario | Ripley | 76 | RIP10 | 10 | 38 | 2000 | 82 | 78 | Enercon | E82-2.0 | 2007 | 44.0521 | -81.656
Ontario | Ripley | 76 | RIP11 | 11 | 38 | 2000 | 82 | 78 | Enercon | E82-2.0 | 2007 | 44.0462 | -81.6574
Ontario | Ripley | 76 | RIP12 | 12 | 38 | 2000 | 82 | 78 | Enercon | E82-2.0 | 2007 | 44.0477 | -81.6478
Ontario | Ripley | 76 | RIP13 | 13 | 38 | 2000 | 82 | 78 | Enercon | E82-2.0 | 2007 | 44.0429 | -81.6394
Ontario | Ripley | 76 | RIP14 | 14 | 38 | 2000 | 82 | 78 | Enercon | E82-2.0 | 2007 | 44.038 | -81.631
Ontario | Ripley | 76 | RIP15 | 15 | 38 | 2000 | 82 | 78 | Enercon | E82-2.0 | 2007 | 44.0356 | -81.625
Ontario | Ripley | 76 | RIP16 | 16 | 38 | 2000 | 82 | 78 | Enercon | E82-2.0 | 2007 | 44.0524 | -81.6008
Ontario | Ripley | 76 | RIP17 | 17 | 38 | 2000 | 82 | 78 | Enercon | E82-2.0 | 2007 | 44.053 | -81.6091
Ontario | Ripley | 76 | RIP18 | 18 | 38 | 2000 | 82 | 78 | Enercon | E82-2.0 | 2007 | 44.0586 | -81.6153
Ontario | Ripley | 76 | RIP19 | 19 | 38 | 2000 | 82 | 78 | Enercon | E82-2.0 | 2007 | 44.0605 | -81.6246
Ontario | Ripley | 76 | RIP20 | 20 | 38 | 2000 | 82 | 78 | Enercon | E82-2.0 | 2007 | 44.0623 | -81.632
Ontario | Ripley | 76 | RIP21 | 21 | 38 | 2000 | 82 | 78 | Enercon | E82-2.0 | 2007 | 44.064 | -81.6397
Ontario | Ripley | 76 | RIP22 | 22 | 38 | 2000 | 82 | 78 | Enercon | E82-2.0 | 2007 | 44.067 | -81.6473
Ontario | Ripley | 76 | RIP23 | 23 | 38 | 2000 | 82 | 78 | Enercon | E82-2.0 | 2007 | 44.0683 | -81.6513
Ontario | Ripley | 76 | RIP24 | 24 | 38 | 2000 | 82 | 78 | Enercon | E82-2.0 | 2007 | 44.069 | -81.6562
Ontario | Ripley | 76 | RIP25 | 25 | 38 | 2000 | 82 | 78 | Enercon | E82-2.0 | 2007 | 44.0732 | -81.6553
Ontario | Ripley | 76 | RIP26 | 26 | 38 | 2000 | 82 | 78 | Enercon | E82-2.0 | 2007 | 44.0749 | -81.6644
Ontario | Ripley | 76 | RIP27 | 27 | 38 | 2000 | 82 | 78 | Enercon | E82-2.0 | 2007 | 44.0752 | -81.67
Ontario | Ripley | 76 | RIP28 | 28 | 38 | 2000 | 82 | 78 | Enercon | E82-2.0 | 2007 | 44.0833 | -81.6789
Ontario | Ripley | 76 | RIP29 | 29 | 38 | 2000 | 82 | 78 | Enercon | E82-2.0 | 2007 | 44.0835 | -81.6827
Ontario | Ripley | 76 | RIP30 | 30 | 38 | 2000 | 82 | 78 | Enercon | E82-2.0 | 2007 | 44.0933 | -81.6638
Ontario | Ripley | 76 | RIP31 | 31 | 38 | 2000 | 82 | 78 | Enercon | E82-2.0 | 2007 | 44.0955 | -81.656
Ontario | Ripley | 76 | RIP32 | 32 | 38 | 2000 | 82 | 78 | Enercon | E82-2.0 | 2007 | 44.0915 | -81.6582
Ontario | Ripley | 76 | RIP33 | 33 | 38 | 2000 | 82 | 78 | Enercon | E82-2.0 | 2007 | 44.0905 | -81.6541
Ontario | Ripley | 76 | RIP34 | 34 | 38 | 2000 | 82 | 78 | Enercon | E82-2.0 | 2007 | 44.0921 | -81.6508
Ontario | Ripley | 76 | RIP35 | 35 | 38 | 2000 | 82 | 78 | Enercon | E82-2.0 | 2007 | 44.079 | -81.6285
Ontario | Ripley | 76 | RIP36 | 36 | 38 | 2000 | 82 | 78 | Enercon | E82-2.0 | 2007 | 44.0756 | -81.6194
Ontario | Ripley | 76 | RIP37 | 37 | 38 | 2000 | 82 | 78 | Enercon | E82-2.0 | 2007 | 44.0728 | -81.6126
Ontario | Ripley | 76 | RIP38 | 38 | 38 | 2000 | 82 | 78 | Enercon | E82-2.0 | 2007 | 44.072 | -81.6038
Ontario | Romney | 60 | RMN1 | 1 | 17 | 3600 | 136 | 132 | Vestas | V136-3.6 | 2019 | 42.1136 | -82.4358
Ontario | Romney | 60 | RMN2 | 2 | 17 | 3600 | 136 | 132 | Vestas | V136-3.6 | 2019 | 42.1199 | -82.4289
Ontario | Romney | 60 | RMN3 | 3 | 17 | 3600 | 136 | 132 | Vestas | V136-3.6 | 2019 | 42.1284 | -82.4166
Ontario | Romney | 60 | RMN4 | 4 | 17 | 3450 | 136 | 132 | Vestas | V136-3.45 | 2019 | 42.1364 | -82.4053
Ontario | Romney | 60 | RMN5 | 5 | 17 | 3600 | 136 | 132 | Vestas | V136-3.6 | 2019 | 42.1383 | -82.3829
Ontario | Romney | 60 | RMN6 | 6 | 17 | 3600 | 136 | 132 | Vestas | V136-3.6 | 2019 | 42.1204 | -82.4537
Ontario | Romney | 60 | RMN7 | 7 | 17 | 3450 | 136 | 132 | Vestas | V136-3.45 | 2019 | 42.124 | -82.4482
Ontario | Romney | 60 | RMN8 | 8 | 17 | 3450 | 136 | 132 | Vestas | V136-3.45 | 2019 | 42.1453 | -82.4168
Ontario | Romney | 60 | RMN9 | 9 | 17 | 3600 | 136 | 132 | Vestas | V136-3.6 | 2019 | 42.1386 | -82.4517
Ontario | Romney | 60 | RMN10 | 10 | 17 | 3600 | 136 | 132 | Vestas | V136-3.6 | 2019 | 42.1456 | -82.4379
Ontario | Romney | 60 | RMN11 | 11 | 17 | 3450 | 136 | 132 | Vestas | V136-3.45 | 2019 | 42.1546 | -82.4273
Ontario | Romney | 60 | RMN12 | 12 | 17 | 3450 | 136 | 132 | Vestas | V136-3.45 | 2019 | 42.1589 | -82.4211
Ontario | Romney | 60 | RMN13 | 13 | 17 | 3600 | 136 | 132 | Vestas | V136-3.6 | 2019 | 42.1541 | -82.4504
Ontario | Romney | 60 | RMN14 | 14 | 17 | 3450 | 136 | 132 | Vestas | V136-3.45 | 2019 | 42.162 | -82.442
Ontario | Romney | 60 | RMN15 | 15 | 17 | 3450 | 136 | 132 | Vestas | V136-3.45 | 2019 | 42.164 | -82.4357
Ontario | Romney | 60 | RMN16 | 16 | 17 | 3600 | 136 | 132 | Vestas | V136-3.6 | 2019 | 42.1753 | -82.4475
Ontario | Romney | 60 | RMN17 | 17 | 17 | 3600 | 136 | 132 | Vestas | V136-3.6 | 2019 | 42.1723 | -82.4956
Ontario | Rosa Flora Greenhouses | 0.6 | RFG1 | 1 | 1 | 600 | 50 | 75 | Pfleiderer | PWE 650 | 2006 | 42.9515 | -79.5869
Ontario | Settlers Landing | 8 | SET1 | 1 | 4 | 2000 | 92.5 | 100 | Senvion | MM92 | 2016 | 44.1 | -78.6585
Ontario | Settlers Landing | 8 | SET2 | 2 | 4 | 2000 | 92.5 | 100 | Senvion | MM92 | 2016 | 44.1012 | -78.6562
Ontario | Settlers Landing | 8 | SET3 | 3 | 4 | 2000 | 92.5 | 100 | Senvion | MM92 | 2016 | 44.1013 | -78.6479
Ontario | Settlers Landing | 8 | SET4 | 4 | 4 | 2000 | 92.5 | 100 | Senvion | MM92 | 2016 | 44.1037 | -78.6462
Ontario | Skyway 8 | 9.48 | SKY1 | 1 | 5 | 1815/1950 | 100 | 95 | Vestas | V100-2.0 | 2014 | 44.0981 | -80.3895 | All turbines are identical, but 2 operate at 1.815 MW and 3 at 1.950 MW. No information on which turbines operate at what output.
Ontario | Skyway 8 | 9.48 | SKY2 | 2 | 5 | 1815/1950 | 100 | 95 | Vestas | V100-2.0 | 2014 | 44.0831 | -80.3886 | All turbines are identical, but 2 operate at 1.815 MW and 3 at 1.950 MW. No information on which turbines operate at what output.
Ontario | Skyway 8 | 9.48 | SKY3 | 3 | 5 | 1815/1950 | 100 | 95 | Vestas | V100-2.0 | 2014 | 44.0844 | -80.3919 | All turbines are identical, but 2 operate at 1.815 MW and 3 at 1.950 MW. No information on which turbines operate at what output.
Ontario | Skyway 8 | 9.48 | SKY4 | 4 | 5 | 1815/1950 | 100 | 95 | Vestas | V100-2.0 | 2014 | 44.0798 | -80.4086 | All turbines are identical, but 2 operate at 1.815 MW and 3 at 1.950 MW. No information on which turbines operate at what output.
Ontario | Skyway 8 | 9.48 | SKY5 | 5 | 5 | 1815/1950 | 100 | 95 | Vestas | V100-2.0 | 2014 | 44.0838 | -80.4083 | All turbines are identical, but 2 operate at 1.815 MW and 3 at 1.950 MW. No information on which turbines operate at what output.
Ontario | Snowy Ridge | 10 | SNO1 | 1 | 5 | 2000 | 92.5 | 100 | Senvion | MM92 | 2016 | 44.1682 | -78.6502
Ontario | Snowy Ridge | 10 | SNO2 | 2 | 5 | 2000 | 92.5 | 100 | Senvion | MM92 | 2016 | 44.1702 | -78.6448
Ontario | Snowy Ridge | 10 | SNO3 | 3 | 5 | 2000 | 92.5 | 100 | Senvion | MM92 | 2016 | 44.174 | -78.6368
Ontario | Snowy Ridge | 10 | SNO4 | 4 | 5 | 2000 | 92.5 | 100 | Senvion | MM92 | 2016 | 44.1735 | -78.6338
Ontario | Snowy Ridge | 10 | SNO5 | 5 | 5 | 2000 | 92.5 | 100 | Senvion | MM92 | 2016 | 44.1752 | -78.6306
Ontario | South Branch Wind Farm | 30 | SBW1 | 1 | 10 | 3000 | 113 | 99.5 | Siemens | SWT 3.0-113 | 2014 | 44.9425 | -75.3706
Ontario | South Branch Wind Farm | 30 | SBW2 | 2 | 10 | 3000 | 113 | 99.5 | Siemens | SWT 3.0-113 | 2014 | 44.9343 | -75.3483
Ontario | South Branch Wind Farm | 30 | SBW3 | 3 | 10 | 3000 | 113 | 99.5 | Siemens | SWT 3.0-113 | 2014 | 44.9531 | -75.3562
Ontario | South Branch Wind Farm | 30 | SBW4 | 4 | 10 | 3000 | 113 | 99.5 | Siemens | SWT 3.0-113 | 2014 | 44.9579 | -75.3524
Ontario | South Branch Wind Farm | 30 | SBW5 | 5 | 10 | 3000 | 113 | 99.5 | Siemens | SWT 3.0-113 | 2014 | 44.9639 | -75.345
Ontario | South Branch Wind Farm | 30 | SBW6 | 6 | 10 | 3000 | 113 | 99.5 | Siemens | SWT 3.0-113 | 2014 | 44.9671 | -75.346
Ontario | South Branch Wind Farm | 30 | SBW7 | 7 | 10 | 3000 | 113 | 99.5 | Siemens | SWT 3.0-113 | 2014 | 44.9731 | -75.3732
Ontario | South Branch Wind Farm | 30 | SBW8 | 8 | 10 | 3000 | 113 | 99.5 | Siemens | SWT 3.0-113 | 2014 | 44.975 | -75.3666
Ontario | South Branch Wind Farm | 30 | SBW9 | 9 | 10 | 3000 | 113 | 99.5 | Siemens | SWT 3.0-113 | 2014 | 44.9845 | -75.389
Ontario | South Branch Wind Farm | 30 | SBW10 | 10 | 10 | 3000 | 113 | 99.5 | Siemens | SWT 3.0-113 | 2014 | 44.9861 | -75.3833
Ontario | South Kent Wind Farm | 270 | SKW1 | 1 | 124 | 2126 | 101 | 99.5 | Siemens | SWT 2.3-101 | 2014 | 42.2429 | -82.4248
Ontario | South Kent Wind Farm | 270 | SKW2 | 2 | 124 | 2221 | 101 | 99.5 | Siemens | SWT 2.3-101 | 2014 | 42.2366 | -82.4257
Ontario | South Kent Wind Farm | 270 | SKW3 | 3 | 124 | 2221 | 101 | 99.5 | Siemens | SWT 2.3-101 | 2014 | 42.2283 | -82.4173
Ontario | South Kent Wind Farm | 270 | SKW4 | 4 | 124 | 2221 | 101 | 99.5 | Siemens | SWT 2.3-101 | 2014 | 42.2202 | -82.4262
Ontario | South Kent Wind Farm | 270 | SKW5 | 5 | 124 | 2221 | 101 | 99.5 | Siemens | SWT 2.3-101 | 2014 | 42.2389 | -82.3993
Ontario | South Kent Wind Farm | 270 | SKW6 | 6 | 124 | 2126 | 101 | 99.5 | Siemens | SWT 2.3-101 | 2014 | 42.249 | -82.4101
Ontario | South Kent Wind Farm | 270 | SKW7 | 7 | 124 | 2221 | 101 | 99.5 | Siemens | SWT 2.3-101 | 2014 | 42.2627 | -82.4105
Ontario | South Kent Wind Farm | 270 | SKW8 | 8 | 124 | 2126 | 101 | 99.5 | Siemens | SWT 2.3-101 | 2014 | 42.2614 | -82.3998
Ontario | South Kent Wind Farm | 270 | SKW9 | 9 | 124 | 2221 | 101 | 99.5 | Siemens | SWT 2.3-101 | 2014 | 42.2614 | -82.3914
Ontario | South Kent Wind Farm | 270 | SKW10 | 10 | 124 | 2126 | 101 | 99.5 | Siemens | SWT 2.3-101 | 2014 | 42.2633 | -82.3822
Ontario | South Kent Wind Farm | 270 | SKW11 | 11 | 124 | 2126 | 101 | 99.5 | Siemens | SWT 2.3-101 | 2014 | 42.2518 | -82.3879
Ontario | South Kent Wind Farm | 270 | SKW12 | 12 | 124 | 2221 | 101 | 99.5 | Siemens | SWT 2.3-101 | 2014 | 42.2515 | -82.3831
Ontario | South Kent Wind Farm | 270 | SKW13 | 13 | 124 | 2221 | 101 | 99.5 | Siemens | SWT 2.3-101 | 2014 | 42.251 | -82.3767
Ontario | South Kent Wind Farm | 270 | SKW14 | 14 | 124 | 2126 | 101 | 99.5 | Siemens | SWT 2.3-101 | 2014 | 42.2514 | -82.3707
Ontario | South Kent Wind Farm | 270 | SKW15 | 15 | 124 | 2221 | 101 | 99.5 | Siemens | SWT 2.3-101 | 2014 | 42.2601 | -82.3568
Ontario | South Kent Wind Farm | 270 | SKW16 | 16 | 124 | 2126 | 101 | 99.5 | Siemens | SWT 2.3-101 | 2014 | 42.255 | -82.3382
Ontario | South Kent Wind Farm | 270 | SKW17 | 17 | 124 | 2126 | 101 | 99.5 | Siemens | SWT 2.3-101 | 2014 | 42.2647 | -82.3371
Ontario | South Kent Wind Farm | 270 | SKW18 | 18 | 124 | 2221 | 101 | 99.5 | Siemens | SWT 2.3-101 | 2014 | 42.2723 | -82.3479
Ontario | South Kent Wind Farm | 270 | SKW19 | 19 | 124 | 2221 | 101 | 99.5 | Siemens | SWT 2.3-101 | 2014 | 42.2748 | -82.3441
Ontario | South Kent Wind Farm | 270 | SKW20 | 20 | 124 | 2126 | 101 | 99.5 | Siemens | SWT 2.3-101 | 2014 | 42.2847 | -82.3352
Ontario | South Kent Wind Farm | 270 | SKW21 | 21 | 124 | 2221 | 101 | 99.5 | Siemens | SWT 2.3-101 | 2014 | 42.2882 | -82.3269
Ontario | South Kent Wind Farm | 270 | SKW22 | 22 | 124 | 2221 | 101 | 99.5 | Siemens | SWT 2.3-101 | 2014 | 42.2961 | -82.3148
Ontario | South Kent Wind Farm | 270 | SKW23 | 23 | 124 | 2221 | 101 | 99.5 | Siemens | SWT 2.3-101 | 2014 | 42.2779 | -82.3135
Ontario | South Kent Wind Farm | 270 | SKW24 | 24 | 124 | 2221 | 101 | 99.5 | Siemens | SWT 2.3-101 | 2014 | 42.2769 | -82.2922
Ontario | South Kent Wind Farm | 270 | SKW25 | 25 | 124 | 2221 | 101 | 99.5 | Siemens | SWT 2.3-101 | 2014 | 42.2526 | -82.2915
Ontario | South Kent Wind Farm | 270 | SKW26 | 26 | 124 | 2221 | 101 | 99.5 | Siemens | SWT 2.3-101 | 2014 | 42.2494 | -82.2856
Ontario | South Kent Wind Farm | 270 | SKW27 | 27 | 124 | 2221 | 101 | 99.5 | Siemens | SWT 2.3-101 | 2014 | 42.2374 | -82.2705
Ontario | South Kent Wind Farm | 270 | SKW28 | 28 | 124 | 2221 | 101 | 99.5 | Siemens | SWT 2.3-101 | 2014 | 42.2348 | -82.2565
Ontario | South Kent Wind Farm | 270 | SKW29 | 29 | 124 | 2221 | 101 | 99.5 | Siemens | SWT 2.3-101 | 2014 | 42.2357 | -82.2498
Ontario | South Kent Wind Farm | 270 | SKW30 | 30 | 124 | 2221 | 101 | 99.5 | Siemens | SWT 2.3-101 | 2014 | 42.292 | -82.2804
Ontario | South Kent Wind Farm | 270 | SKW31 | 31 | 124 | 2126 | 101 | 99.5 | Siemens | SWT 2.3-101 | 2014 | 42.2977 | -82.2768
Ontario | South Kent Wind Farm | 270 | SKW32 | 32 | 124 | 2126 | 101 | 99.5 | Siemens | SWT 2.3-101 | 2014 | 42.3089 | -82.2804
Ontario | South Kent Wind Farm | 270 | SKW33 | 33 | 124 | 2221 | 101 | 99.5 | Siemens | SWT 2.3-101 | 2014 | 42.3028 | -82.2652
Ontario | South Kent Wind Farm | 270 | SKW34 | 34 | 124 | 2126 | 101 | 99.5 | Siemens | SWT 2.3-101 | 2014 | 42.3131 | -82.2478
Ontario | South Kent Wind Farm | 270 | SKW35 | 35 | 124 | 2126 | 101 | 99.5 | Siemens | SWT 2.3-101 | 2014 | 42.3158 | -82.2481
Ontario | South Kent Wind Farm | 270 | SKW36 | 36 | 124 | 2126 | 101 | 99.5 | Siemens | SWT 2.3-101 | 2014 | 42.3237 | -82.2336
Ontario | South Kent Wind Farm | 270 | SKW37 | 37 | 124 | 2221 | 101 | 99.5 | Siemens | SWT 2.3-101 | 2014 | 42.3263 | -82.231
Ontario | South Kent Wind Farm | 270 | SKW38 | 38 | 124 | 2221 | 101 | 99.5 | Siemens | SWT 2.3-101 | 2014 | 42.3279 | -82.2257
Ontario | South Kent Wind Farm | 270 | SKW39 | 39 | 124 | 2221 | 101 | 99.5 | Siemens | SWT 2.3-101 | 2014 | 42.3161 | -82.2097
Ontario | South Kent Wind Farm | 270 | SKW40 | 40 | 124 | 2126 | 101 | 99.5 | Siemens | SWT 2.3-101 | 2014 | 42.3221 | -82.1996
Ontario | South Kent Wind Farm | 270 | SKW41 | 41 | 124 | 2221 | 101 | 99.5 | Siemens | SWT 2.3-101 | 2014 | 42.3265 | -82.1901
Ontario | South Kent Wind Farm | 270 | SKW42 | 42 | 124 | 2126 | 101 | 99.5 | Siemens | SWT 2.3-101 | 2014 | 42.3135 | -82.1856
Ontario | South Kent Wind Farm | 270 | SKW43 | 43 | 124 | 2221 | 101 | 99.5 | Siemens | SWT 2.3-101 | 2014 | 42.3416 | -82.1713
Ontario | South Kent Wind Farm | 270 | SKW44 | 44 | 124 | 2126 | 101 | 99.5 | Siemens | SWT 2.3-101 | 2014 | 42.3343 | -82.156
Ontario | South Kent Wind Farm | 270 | SKW45 | 45 | 124 | 2221 | 101 | 99.5 | Siemens | SWT 2.3-101 | 2014 | 42.3498 | -82.157
Ontario | South Kent Wind Farm | 270 | SKW46 | 46 | 124 | 2126 | 101 | 99.5 | Siemens | SWT 2.3-101 | 2014 | 42.3541 | -82.1487
Ontario | South Kent Wind Farm | 270 | SKW47 | 47 | 124 | 2126 | 101 | 99.5 | Siemens | SWT 2.3-101 | 2014 | 42.3471 | -82.1349
Ontario | South Kent Wind Farm | 270 | SKW48 | 48 | 124 | 2126 | 101 | 99.5 | Siemens | SWT 2.3-101 | 2014 | 42.3356 | -82.1337
Ontario | South Kent Wind Farm | 270 | SKW49 | 49 | 124 | 2126 | 101 | 99.5 | Siemens | SWT 2.3-101 | 2014 | 42.3419 | -82.1185
Ontario | South Kent Wind Farm | 270 | SKW50 | 50 | 124 | 2221 | 101 | 99.5 | Siemens | SWT 2.3-101 | 2014 | 42.3455 | -82.0988
Ontario | South Kent Wind Farm | 270 | SKW51 | 51 | 124 | 2221 | 101 | 99.5 | Siemens | SWT 2.3-101 | 2014 | 42.3468 | -82.1028
Ontario | South Kent Wind Farm | 270 | SKW52 | 52 | 124 | 2221 | 101 | 99.5 | Siemens | SWT 2.3-101 | 2014 | 42.3494 | -82.1072
Ontario | South Kent Wind Farm | 270 | SKW53 | 53 | 124 | 2221 | 101 | 99.5 | Siemens | SWT 2.3-101 | 2014 | 42.3575 | -82.117
Ontario | South Kent Wind Farm | 270 | SKW54 | 54 | 124 | 2126 | 101 | 99.5 | Siemens | SWT 2.3-101 | 2014 | 42.3606 | -82.1218
Ontario | South Kent Wind Farm | 270 | SKW55 | 55 | 124 | 2126 | 101 | 99.5 | Siemens | SWT 2.3-101 | 2014 | 42.3684 | -82.1075
Ontario | South Kent Wind Farm | 270 | SKW56 | 56 | 124 | 2126 | 101 | 99.5 | Siemens | SWT 2.3-101 | 2014 | 42.3606 | -82.094
Ontario | South Kent Wind Farm | 270 | SKW57 | 57 | 124 | 2126 | 101 | 99.5 | Siemens | SWT 2.3-101 | 2014 | 42.3711 | -82.0855
Ontario | South Kent Wind Farm | 270 | SKW58 | 58 | 124 | 2126 | 101 | 99.5 | Siemens | SWT 2.3-101 | 2014 | 42.37 | -82.0814
Ontario | South Kent Wind Farm | 270 | SKW59 | 59 | 124 | 2126 | 101 | 99.5 | Siemens | SWT 2.3-101 | 2014 | 42.3688 | -82.0771
Ontario | South Kent Wind Farm | 270 | SKW60 | 60 | 124 | 2221 | 101 | 99.5 | Siemens | SWT 2.3-101 | 2014 | 42.3491 | -82.0692
Ontario | South Kent Wind Farm | 270 | SKW61 | 61 | 124 | 2126 | 101 | 99.5 | Siemens | SWT 2.3-101 | 2014 | 42.3764 | -82.0675
Ontario | South Kent Wind Farm | 270 | SKW62 | 62 | 124 | 1824 | 101 | 99.5 | Siemens | SWT 2.3-101 | 2014 | 42.3749 | -82.0649
Ontario | South Kent Wind Farm | 270 | SKW63 | 63 | 124 | 2126 | 101 | 99.5 | Siemens | SWT 2.3-101 | 2014 | 42.3701 | -82.0512
Ontario | South Kent Wind Farm | 270 | SKW64 | 64 | 124 | 2126 | 101 | 99.5 | Siemens | SWT 2.3-101 | 2014 | 42.3684 | -82.0493
Ontario | South Kent Wind Farm | 270 | SKW65 | 65 | 124 | 2221 | 101 | 99.5 | Siemens | SWT 2.3-101 | 2014 | 42.3619 | -82.0388
Ontario | South Kent Wind Farm | 270 | SKW66 | 66 | 124 | 2221 | 101 | 99.5 | Siemens | SWT 2.3-101 | 2014 | 42.3876 | -82.048
Ontario | South Kent Wind Farm | 270 | SKW67 | 67 | 124 | 2221 | 101 | 99.5 | Siemens | SWT 2.3-101 | 2014 | 42.3912 | -82.0476
Ontario | South Kent Wind Farm | 270 | SKW68 | 68 | 124 | 2221 | 101 | 99.5 | Siemens | SWT 2.3-101 | 2014 | 42.3798 | -82.034
Ontario | South Kent Wind Farm | 270 | SKW69 | 69 | 124 | 2126 | 101 | 99.5 | Siemens | SWT 2.3-101 | 2014 | 42.369 | -82.0226
Ontario | South Kent Wind Farm | 270 | SKW70 | 70 | 124 | 2221 | 101 | 99.5 | Siemens | SWT 2.3-101 | 2014 | 42.3638 | -82.0223
Ontario | South Kent Wind Farm | 270 | SKW71 | 71 | 124 | 2221 | 101 | 99.5 | Siemens | SWT 2.3-101 | 2014 | 42.3621 | -82.0179
Ontario | South Kent Wind Farm | 270 | SKW72 | 72 | 124 | 2221 | 101 | 99.5 | Siemens | SWT 2.3-101 | 2014 | 42.3571 | -82.0222
Ontario | South Kent Wind Farm | 270 | SKW73 | 73 | 124 | 2221 | 101 | 99.5 | Siemens | SWT 2.3-101 | 2014 | 42.3571 | -82.0172
Ontario | South Kent Wind Farm | 270 | SKW74 | 74 | 124 | 2221 | 101 | 99.5 | Siemens | SWT 2.3-101 | 2014 | 42.3518 | -82.0121
Ontario | South Kent Wind Farm | 270 | SKW75 | 75 | 124 | 2126 | 101 | 99.5 | Siemens | SWT 2.3-101 | 2014 | 42.3904 | -82.0183
Ontario | South Kent Wind Farm | 270 | SKW76 | 76 | 124 | 2126 | 101 | 99.5 | Siemens | SWT 2.3-101 | 2014 | 42.3959 | -82.0128
Ontario | South Kent Wind Farm | 270 | SKW77 | 77 | 124 | 2126 | 101 | 99.5 | Siemens | SWT 2.3-101 | 2014 | 42.3981 | -82.0053
Ontario | South Kent Wind Farm | 270 | SKW78 | 78 | 124 | 2221 | 101 | 99.5 | Siemens | SWT 2.3-101 | 2014 | 42.4022 | -82.0007
Ontario | South Kent Wind Farm | 270 | SKW79 | 79 | 124 | 2126 | 101 | 99.5 | Siemens | SWT 2.3-101 | 2014 | 42.3811 | -82.0075
Ontario | South Kent Wind Farm | 270 | SKW80 | 80 | 124 | 2126 | 101 | 99.5 | Siemens | SWT 2.3-101 | 2014 | 42.386 | -81.9994
Ontario | South Kent Wind Farm | 270 | SKW81 | 81 | 124 | 2221 | 101 | 99.5 | Siemens | SWT 2.3-101 | 2014 | 42.3808 | -81.9893
Ontario | South Kent Wind Farm | 270 | SKW82 | 82 | 124 | 2221 | 101 | 99.5 | Siemens | SWT 2.3-101 | 2014 | 42.3753 | -81.9927
Ontario | South Kent Wind Farm | 270 | SKW83 | 83 | 124 | 2126 | 101 | 99.5 | Siemens | SWT 2.3-101 | 2014 | 42.3755 | -81.9882
Ontario | South Kent Wind Farm | 270 | SKW84 | 84 | 124 | 2221 | 101 | 99.5 | Siemens | SWT 2.3-101 | 2014 | 42.3692 | -81.9958
Ontario | South Kent Wind Farm | 270 | SKW85 | 85 | 124 | 2126 | 101 | 99.5 | Siemens | SWT 2.3-101 | 2014 | 42.4101 | -81.9897
Ontario | South Kent Wind Farm | 270 | SKW86 | 86 | 124 | 2221 | 101 | 99.5 | Siemens | SWT 2.3-101 | 2014 | 42.4158 | -81.9837
Ontario | South Kent Wind Farm | 270 | SKW87 | 87 | 124 | 2126 | 101 | 99.5 | Siemens | SWT 2.3-101 | 2014 | 42.4221 | -81.9951
Ontario | South Kent Wind Farm | 270 | SKW88 | 88 | 124 | 2126 | 101 | 99.5 | Siemens | SWT 2.3-101 | 2014 | 42.4182 | -82.0007
Ontario | South Kent Wind Farm | 270 | SKW89 | 89 | 124 | 2221 | 101 | 99.5 | Siemens | SWT 2.3-101 | 2014 | 42.4246 | -81.9729
Ontario | South Kent Wind Farm | 270 | SKW90 | 90 | 124 | 2126 | 101 | 99.5 | Siemens | SWT 2.3-101 | 2014 | 42.4181 | -81.965
Ontario | South Kent Wind Farm | 270 | SKW91 | 91 | 124 | 2221 | 101 | 99.5 | Siemens | SWT 2.3-101 | 2014 | 42.4341 | -81.9583
Ontario | South Kent Wind Farm | 270 | SKW92 | 92 | 124 | 2126 | 101 | 99.5 | Siemens | SWT 2.3-101 | 2014 | 42.4253 | -81.9462
Ontario | South Kent Wind Farm | 270 | SKW93 | 93 | 124 | 2126 | 101 | 99.5 | Siemens | SWT 2.3-101 | 2014 | 42.4203 | -81.94
Ontario | South Kent Wind Farm | 270 | SKW94 | 94 | 124 | 2126 | 101 | 99.5 | Siemens | SWT 2.3-101 | 2014 | 42.4164 | -81.9387
Ontario | South Kent Wind Farm | 270 | SKW95 | 95 | 124 | 2221 | 101 | 99.5 | Siemens | SWT 2.3-101 | 2014 | 42.4508 | -81.9544
Ontario | South Kent Wind Farm | 270 | SKW96 | 96 | 124 | 2221 | 101 | 99.5 | Siemens | SWT 2.3-101 | 2014 | 42.4077 | -81.9513
Ontario | South Kent Wind Farm | 270 | SKW97 | 97 | 124 | 2126 | 101 | 99.5 | Siemens | SWT 2.3-101 | 2014 | 42.4021 | -81.9456
Ontario | South Kent Wind Farm | 270 | SKW98 | 98 | 124 | 2126 | 101 | 99.5 | Siemens | SWT 2.3-101 | 2014 | 42.4047 | -81.9712
Ontario | South Kent Wind Farm | 270 | SKW99 | 99 | 124 | 2221 | 101 | 99.5 | Siemens | SWT 2.3-101 | 2014 | 42.4016 | -81.9762
Ontario | South Kent Wind Farm | 270 | SKW100 | 100 | 124 | 2221 | 101 | 99.5 | Siemens | SWT 2.3-101 | 2014 | 42.3985 | -81.9738
Ontario | South Kent Wind Farm | 270 | SKW101 | 101 | 124 | 2221 | 101 | 99.5 | Siemens | SWT 2.3-101 | 2014 | 42.3941 | -81.9687
Ontario | South Kent Wind Farm | 270 | SKW102 | 102 | 124 | 2126 | 101 | 99.5 | Siemens | SWT 2.3-101 | 2014 | 42.3894 | -81.9675
Ontario | South Kent Wind Farm | 270 | SKW103 | 103 | 124 | 2126 | 101 | 99.5 | Siemens | SWT 2.3-101 | 2014 | 42.3949 | -81.9329
Ontario | South Kent Wind Farm | 270 | SKW104 | 104 | 124 | 2221 | 101 | 99.5 | Siemens | SWT 2.3-101 | 2014 | 42.3902 | -81.9294
Ontario | South Kent Wind Farm | 270 | SKW105 | 105 | 124 | 2221 | 101 | 99.5 | Siemens | SWT 2.3-101 | 2014 | 42.3738 | -81.9429
Ontario | South Kent Wind Farm | 270 | SKW106 | 106 | 124 | 1903 | 101 | 99.5 | Siemens | SWT 2.3-101 | 2014 | 42.3912 | -81.9088
Ontario | South Kent Wind Farm | 270 | SKW107 | 107 | 124 | 2221 | 101 | 99.5 | Siemens | SWT 2.3-101 | 2014 | 42.3873 | -81.9035
Ontario | South Kent Wind Farm | 270 | SKW108 | 108 | 124 | 2221 | 101 | 99.5 | Siemens | SWT 2.3-101 | 2014 | 42.3576 | -81.9288
Ontario | South Kent Wind Farm | 270 | SKW109 | 109 | 124 | 2221 | 101 | 99.5 | Siemens | SWT 2.3-101 | 2014 | 42.3582 | -81.924
Ontario | South Kent Wind Farm | 270 | SKW110 | 110 | 124 | 2221 | 101 | 99.5 | Siemens | SWT 2.3-101 | 2014 | 42.3562 | -81.9215
Ontario | South Kent Wind Farm | 270 | SKW111 | 111 | 124 | 2126 | 101 | 99.5 | Siemens | SWT 2.3-101 | 2014 | 42.3643 | -81.9257
Ontario | South Kent Wind Farm | 270 | SKW112 | 112 | 124 | 2126 | 101 | 99.5 | Siemens | SWT 2.3-101 | 2014 | 42.3617 | -81.9224
Ontario | South Kent Wind Farm | 270 | SKW113 | 113 | 124 | 2221 | 101 | 99.5 | Siemens | SWT 2.3-101 | 2014 | 42.3647 | -81.9161
Ontario | South Kent Wind Farm | 270 | SKW114 | 114 | 124 | 2126 | 101 | 99.5 | Siemens | SWT 2.3-101 | 2014 | 42.3638 | -81.9096
Ontario | South Kent Wind Farm | 270 | SKW115 | 115 | 124 | 2221 | 101 | 99.5 | Siemens | SWT 2.3-101 | 2014 | 42.3672 | -81.8988
Ontario | South Kent Wind Farm | 270 | SKW116 | 116 | 124 | 2221 | 101 | 99.5 | Siemens | SWT 2.3-101 | 2014 | 42.378 | -81.885
Ontario | South Kent Wind Farm | 270 | SKW117 | 117 | 124 | 2221 | 101 | 99.5 | Siemens | SWT 2.3-101 | 2014 | 42.3748 | -81.8844
Ontario | South Kent Wind Farm | 270 | SKW118 | 118 | 124 | 2221 | 101 | 99.5 | Siemens | SWT 2.3-101 | 2014 | 42.3665 | -81.856
Ontario | South Kent Wind Farm | 270 | SKW119 | 119 | 124 | 2221 | 101 | 99.5 | Siemens | SWT 2.3-101 | 2014 | 42.362 | -81.869
Ontario | South Kent Wind Farm | 270 | SKW120 | 120 | 124 | 2221 | 101 | 99.5 | Siemens | SWT 2.3-101 | 2014 | 42.3516 | -81.8812
Ontario | South Kent Wind Farm | 270 | SKW121 | 121 | 124 | 2221 | 101 | 99.5 | Siemens | SWT 2.3-101 | 2014 | 42.3485 | -81.8813
Ontario | South Kent Wind Farm | 270 | SKW122 | 122 | 124 | 2126 | 101 | 99.5 | Siemens | SWT 2.3-101 | 2014 | 42.3455 | -81.8828
Ontario | South Kent Wind Farm | 270 | SKW123 | 123 | 124 | 2221 | 101 | 99.5 | Siemens | SWT 2.3-101 | 2014 | 42.3372 | -81.9013
Ontario | South Kent Wind Farm | 270 | SKW124 | 124 | 124 | 2221 | 101 | 99.5 | Siemens | SWT 2.3-101 | 2014 | 42.3203 | -81.9506
Ontario | South Side (Thames River II) | 50 | THM41 | 41 | 45 | 2000 | 82 | 78 | Enercon | E82-2.0 | 2010 | 42.0916 | -83.0421
Ontario | South Side (Thames River II) | 50 | THM42 | 42 | 45 | 2000 | 82 | 78 | Enercon | E82-2.0 | 2010 | 42.0882 | -83.0437
Ontario | South Side (Thames River II) | 50 | THM43 | 43 | 45 | 2000 | 82 | 78 | Enercon | E82-2.0 | 2010 | 42.0839 | -83.0425
Ontario | South Side (Thames River II) | 50 | THM44 | 44 | 45 | 2000 | 82 | 78 | Enercon | E82-2.0 | 2010 | 42.0749 | -83.0431
Ontario | South Side (Thames River II) | 50 | THM45 | 45 | 45 | 2000 | 82 | 78 | Enercon | E82-2.0 | 2010 | 42.0721 | -83.0432
Ontario | Springwood | 8.2 | SPR1 | 1 | 4 | 2050 | 92.5 | 100 | Senvion | MM92 | 2014 | 43.7896 | -80.4047
Ontario | Springwood | 8.2 | SPR2 | 2 | 4 | 2050 | 92.5 | 100 | Senvion | MM92 | 2014 | 43.7865 | -80.4013
Ontario | Springwood | 8.2 | SPR3 | 3 | 4 | 2050 | 92.5 | 100 | Senvion | MM92 | 2014 | 43.7826 | -80.3986
Ontario | Springwood | 8.2 | SPR4 | 4 | 4 | 2050 | 92.5 | 100 | Senvion | MM92 | 2014 | 43.783 | -80.4113
Ontario | St. Columban | 32.982 | SCO1 | 1 | 15 | 2126 | 113 | 99.5 | Siemens | SWT 2.3-113 | 2015 | 43.5747 | -81.2916
Ontario | St. Columban | 32.982 | SCO2 | 2 | 15 | 2126 | 113 | 99.5 | Siemens | SWT 2.3-113 | 2015 | 43.5728 | -81.2873
Ontario | St. Columban | 32.982 | SCO3 | 3 | 15 | 2126 | 113 | 99.5 | Siemens | SWT 2.3-113 | 2015 | 43.568 | -81.3134
Ontario | St. Columban | 32.982 | SCO4 | 4 | 15 | 2126 | 113 | 99.5 | Siemens | SWT 2.3-113 | 2015 | 43.5617 | -81.3016
Ontario | St. Columban | 32.982 | SCO5 | 5 | 15 | 2126 | 113 | 99.5 | Siemens | SWT 2.3-113 | 2015 | 43.5585 | -81.2919
Ontario | St. Columban | 32.982 | SCO6 | 6 | 15 | 2221 | 113 | 99.5 | Siemens | SWT 2.3-113 | 2015 | 43.5558 | -81.281
Ontario | St. Columban | 32.982 | SCO7 | 7 | 15 | 2126 | 113 | 99.5 | Siemens | SWT 2.3-113 | 2015 | 43.5445 | -81.2919
Ontario | St. Columban | 32.982 | SCO8 | 8 | 15 | 2221 | 113 | 99.5 | Siemens | SWT 2.3-113 | 2015 | 43.5398 | -81.2963
Ontario | St. Columban | 32.982 | SCO9 | 9 | 15 | 2300 | 113 | 99.5 | Siemens | SWT 2.3-113 | 2015 | 43.5366 | -81.2721
Ontario | St. Columban | 32.982 | SCO10 | 10 | 15 | 2221 | 113 | 99.5 | Siemens | SWT 2.3-113 | 2015 | 43.5286 | -81.2972
Ontario | St. Columban | 32.982 | SCO11 | 11 | 15 | 2221 | 113 | 99.5 | Siemens | SWT 2.3-113 | 2015 | 43.5251 | -81.3009
Ontario | St. Columban | 32.982 | SCO12 | 12 | 15 | 2221 | 113 | 99.5 | Siemens | SWT 2.3-113 | 2015 | 43.5341 | -81.3163
Ontario | St. Columban | 32.982 | SCO13 | 13 | 15 | 2221 | 113 | 99.5 | Siemens | SWT 2.3-113 | 2015 | 43.5316 | -81.3147
Ontario | St. Columban | 32.982 | SCO14 | 14 | 15 | 2300 | 113 | 99.5 | Siemens | SWT 2.3-113 | 2015 | 43.5312 | -81.3259
Ontario | St. Columban | 32.982 | SCO15 | 15 | 15 | 2300 | 113 | 99.5 | Siemens | SWT 2.3-113 | 2015 | 43.5353 | -81.323
Ontario | Sumac Ridge | 10.25 | SAC1 | 1 | 5 | 2050 | 92.5 | 100 | Senvion | MM92 | 2017 | 44.1468 | -78.6272
Ontario | Sumac Ridge | 10.25 | SAC2 | 2 | 5 | 2050 | 92.5 | 100 | Senvion | MM92 | 2017 | 44.1482 | -78.6239
Ontario | Sumac Ridge | 10.25 | SAC3 | 3 | 5 | 2050 | 92.5 | 100 | Senvion | MM92 | 2017 | 44.1494 | -78.6316
Ontario | Sumac Ridge | 10.25 | SAC4 | 4 | 5 | 2050 | 92.5 | 100 | Senvion | MM92 | 2017 | 44.1545 | -78.6359
Ontario | Sumac Ridge | 10.25 | SAC5 | 5 | 5 | 2050 | 92.5 | 100 | Senvion | MM92 | 2017 | 44.1566 | -78.6393
Ontario | Summerhaven | 124.38 | SMH1 | 1 | 56 | 2221 | 93 | 80 | Siemens | SWT 2.3-93 | 2013 | 42.8974 | -80.0676
Ontario | Summerhaven | 124.38 | SMH2 | 2 | 56 | 2221 | 93 | 80 | Siemens | SWT 2.3-93 | 2013 | 42.8827 | -80.0846
Ontario | Summerhaven | 124.38 | SMH3 | 3 | 56 | 2221 | 93 | 80 | Siemens | SWT 2.3-93 | 2013 | 42.8834 | -80.0731
Ontario | Summerhaven | 124.38 | SMH4 | 4 | 56 | 2221 | 93 | 80 | Siemens | SWT 2.3-93 | 2013 | 42.8864 | -80.0572
Ontario | Summerhaven | 124.38 | SMH5 | 5 | 56 | 2221 | 93 | 80 | Siemens | SWT 2.3-93 | 2013 | 42.8879 | -80.0385
Ontario | Summerhaven | 124.38 | SMH6 | 6 | 56 | 2221 | 93 | 80 | Siemens | SWT 2.3-93 | 2013 | 42.8892 | -80.0322
Ontario | Summerhaven | 124.38 | SMH7 | 7 | 56 | 2221 | 93 | 80 | Siemens | SWT 2.3-93 | 2013 | 42.8906 | -80.0219
Ontario | Summerhaven | 124.38 | SMH8 | 8 | 56 | 2221 | 93 | 80 | Siemens | SWT 2.3-93 | 2013 | 42.8921 | -80.0087
Ontario | Summerhaven | 124.38 | SMH9 | 9 | 56 | 2221 | 93 | 80 | Siemens | SWT 2.3-93 | 2013 | 42.8949 | -79.9466
Ontario | Summerhaven | 124.38 | SMH10 | 10 | 56 | 2221 | 93 | 80 | Siemens | SWT 2.3-93 | 2013 | 42.8966 | -79.9365
Ontario | Summerhaven | 124.38 | SMH11 | 11 | 56 | 2221 | 93 | 80 | Siemens | SWT 2.3-93 | 2013 | 42.9076 | -79.9302
Ontario | Summerhaven | 124.38 | SMH12 | 12 | 56 | 2221 | 93 | 80 | Siemens | SWT 2.3-93 | 2013 | 42.8654 | -80.1148
Ontario | Summerhaven | 124.38 | SMH13 | 13 | 56 | 2221 | 93 | 80 | Siemens | SWT 2.3-93 | 2013 | 42.8669 | -80.1074
Ontario | Summerhaven | 124.38 | SMH14 | 14 | 56 | 2221 | 93 | 80 | Siemens | SWT 2.3-93 | 2013 | 42.8677 | -80.0912
Ontario | Summerhaven | 124.38 | SMH15 | 15 | 56 | 2221 | 93 | 80 | Siemens | SWT 2.3-93 | 2013 | 42.8696 | -80.0676
Ontario | Summerhaven | 124.38 | SMH16 | 16 | 56 | 2221 | 93 | 80 | Siemens | SWT 2.3-93 | 2013 | 42.8721 | -80.0558
Ontario | Summerhaven | 124.38 | SMH17 | 17 | 56 | 2221 | 93 | 80 | Siemens | SWT 2.3-93 | 2013 | 42.8717 | -80.047
Ontario | Summerhaven | 124.38 | SMH18 | 18 | 56 | 2221 | 93 | 80 | Siemens | SWT 2.3-93 | 2013 | 42.8788 | -79.9901
Ontario | Summerhaven | 124.38 | SMH19 | 19 | 56 | 2221 | 93 | 80 | Siemens | SWT 2.3-93 | 2013 | 42.8855 | -79.9663
Ontario | Summerhaven | 124.38 | SMH20 | 20 | 56 | 2221 | 93 | 80 | Siemens | SWT 2.3-93 | 2013 | 42.8555 | -80.0953
Ontario | Summerhaven | 124.38 | SMH21 | 21 | 56 | 2221 | 93 | 80 | Siemens | SWT 2.3-93 | 2013 | 42.8666 | -80.0484
Ontario | Summerhaven | 124.38 | SMH22 | 22 | 56 | 2221 | 93 | 80 | Siemens | SWT 2.3-93 | 2013 | 42.8611 | -80.0461
Ontario | Summerhaven | 124.38 | SMH23 | 23 | 56 | 2221 | 93 | 80 | Siemens | SWT 2.3-93 | 2013 | 42.8657 | -80.0243
Ontario | Summerhaven | 124.38 | SMH24 | 24 | 56 | 2221 | 93 | 80 | Siemens | SWT 2.3-93 | 2013 | 42.869 | -80.0089
Ontario | Summerhaven | 124.38 | SMH25 | 25 | 56 | 2221 | 93 | 80 | Siemens | SWT 2.3-93 | 2013 | 42.8715 | -79.984
Ontario | Summerhaven | 124.38 | SMH26 | 26 | 56 | 2221 | 93 | 80 | Siemens | SWT 2.3-93 | 2013 | 42.8734 | -79.9725
Ontario | Summerhaven | 124.38 | SMH27 | 27 | 56 | 2221 | 101 | 80 | Siemens | SWT 2.3-101 | 2013 | 42.8731 | -79.9595
Ontario | Summerhaven | 124.38 | SMH28 | 28 | 56 | 2221 | 101 | 80 | Siemens | SWT 2.3-101 | 2013 | 42.8438 | -79.8348
Ontario | Summerhaven | 124.38 | SMH29 | 29 | 56 | 2221 | 101 | 80 | Siemens | SWT 2.3-101 | 2013 | 42.8843 | -79.917
Ontario | Summerhaven | 124.38 | SMH30 | 30 | 56 | 2221 | 101 | 80 | Siemens | SWT 2.3-101 | 2013 | 42.8908 | -79.8902
Ontario | Summerhaven | 124.38 | SMH31 | 31 | 56 | 2221 | 101 | 80 | Siemens | SWT 2.3-101 | 2013 | 42.8695 | -79.9379
Ontario | Summerhaven | 124.38 | SMH32 | 32 | 56 | 2221 | 101 | 80 | Siemens | SWT 2.3-101 | 2013 | 42.8797 | -79.8824
Ontario | Summerhaven | 124.38 | SMH33 | 33 | 56 | 2221 | 101 | 80 | Siemens | SWT 2.3-101 | 2013 | 42.8564 | -79.9306
Ontario | Summerhaven | 124.38 | SMH34 | 34 | 56 | 2221 | 101 | 80 | Siemens | SWT 2.3-101 | 2013 | 42.8621 | -79.9059
Ontario | Summerhaven | 124.38 | SMH35 | 35 | 56 | 2221 | 101 | 80 | Siemens | SWT 2.3-101 | 2013 | 42.8656 | -79.8892
Ontario | Summerhaven | 124.38 | SMH36 | 36 | 56 | 2221 | 101 | 80 | Siemens | SWT 2.3-101 | 2013 | 42.8738 | -79.8381
Ontario | Summerhaven | 124.38 | SMH37 | 37 | 56 | 2221 | 101 | 80 | Siemens | SWT 2.3-101 | 2013 | 42.846 | -79.9189
Ontario | Summerhaven | 124.38 | SMH38 | 38 | 56 | 2221 | 101 | 80 | Siemens | SWT 2.3-101 | 2013 | 42.8439 | -79.9134
Ontario | Summerhaven | 124.38 | SMH39 | 39 | 56 | 2221 | 101 | 80 | Siemens | SWT 2.3-101 | 2013 | 42.8448 | -79.9075
Ontario | Summerhaven | 124.38 | SMH40 | 40 | 56 | 2221 | 101 | 80 | Siemens | SWT 2.3-101 | 2013 | 42.8453 | -79.899
Ontario | Summerhaven | 124.38 | SMH41 | 41 | 56 | 2221 | 101 | 80 | Siemens | SWT 2.3-101 | 2013 | 42.8482 | -79.8805
Ontario | Summerhaven | 124.38 | SMH42 | 42 | 56 | 2221 | 101 | 80 | Siemens | SWT 2.3-101 | 2013 | 42.8527 | -79.8753
Ontario | Summerhaven | 124.38 | SMH43 | 43 | 56 | 2221 | 101 | 80 | Siemens | SWT 2.3-101 | 2013 | 42.8512 | -79.8651
Ontario | Summerhaven | 124.38 | SMH44 | 44 | 56 | 2221 | 101 | 80 | Siemens | SWT 2.3-101 | 2013 | 42.8543 | -79.859
Ontario | Summerhaven | 124.38 | SMH45 | 45 | 56 | 2221 | 101 | 80 | Siemens | SWT 2.3-101 | 2013 | 42.8578 | -79.8553
Ontario | Summerhaven | 124.38 | SMH46 | 46 | 56 | 2221 | 101 | 80 | Siemens | SWT 2.3-101 | 2013 | 42.8584 | -79.8383
Ontario | Summerhaven | 124.38 | SMH47 | 47 | 56 | 2221 | 101 | 80 | Siemens | SWT 2.3-101 | 2013 | 42.8627 | -79.8227
Ontario | Summerhaven | 124.38 | SMH48 | 48 | 56 | 2221 | 101 | 80 | Siemens | SWT 2.3-101 | 2013 | 42.8581 | -79.8228
Ontario | Summerhaven | 124.38 | SMH49 | 49 | 56 | 2221 | 101 | 80 | Siemens | SWT 2.3-101 | 2013 | 42.8637 | -79.8107
Ontario | Summerhaven | 124.38 | SMH50 | 50 | 56 | 2221 | 101 | 80 | Siemens | SWT 2.3-101 | 2013 | 42.8595 | -79.8112
Ontario | Summerhaven | 124.38 | SMH51 | 51 | 56 | 2221 | 101 | 80 | Siemens | SWT 2.3-101 | 2013 | 42.8296 | -79.8955
Ontario | Summerhaven | 124.38 | SMH52 | 52 | 56 | 2221 | 101 | 80 | Siemens | SWT 2.3-101 | 2013 | 42.8263 | -79.8954
Ontario | Summerhaven | 124.38 | SMH53 | 53 | 56 | 2221 | 101 | 80 | Siemens | SWT 2.3-101 | 2013 | 42.8236 | -79.8951
Ontario | Summerhaven | 124.38 | SMH54 | 54 | 56 | 2221 | 101 | 80 | Siemens | SWT 2.3-101 | 2013 | 42.8317 | -79.8742
Ontario | Summerhaven | 124.38 | SMH55 | 55 | 56 | 2221 | 101 | 80 | Siemens | SWT 2.3-101 | 2013 | 42.8367 | -79.861
Ontario | Summerhaven | 124.38 | SMH56 | 56 | 56 | 2221 | 101 | 80 | Siemens | SWT 2.3-101 | 2013 | 42.839 | -79.8506
Ontario | Suncor Adelaide Wind Energy | 39.98 | SAW1 | 1 | 18 | 2221 | 113 | 99.5 | Siemens | SWT 2.3-113 | 2015 | 43.0386 | -81.7864
Ontario | Suncor Adelaide Wind Energy | 39.98 | SAW2 | 2 | 18 | 2221 | 113 | 99.5 | Siemens | SWT 2.3-113 | 2015 | 43.0332 | -81.7846
Ontario | Suncor Adelaide Wind Energy | 39.98 | SAW3 | 3 | 18 | 2221 | 113 | 99.5 | Siemens | SWT 2.3-113 | 2015 | 43.0188 | -81.758
Ontario | Suncor Adelaide Wind Energy | 39.98 | SAW4 | 4 | 18 | 2221 | 113 | 99.5 | Siemens | SWT 2.3-113 | 2015 | 43.0218 | -81.7477
Ontario | Suncor Adelaide Wind Energy | 39.98 | SAW5 | 5 | 18 | 2221 | 113 | 99.5 | Siemens | SWT 2.3-113 | 2015 | 43.037 | -81.7343
Ontario | Suncor Adelaide Wind Energy | 39.98 | SAW6 | 6 | 18 | 2221 | 113 | 99.5 | Siemens | SWT 2.3-113 | 2015 | 43.0348 | -81.7012
Ontario | Suncor Adelaide Wind Energy | 39.98 | SAW7 | 7 | 18 | 2221 | 113 | 99.5 | Siemens | SWT 2.3-113 | 2015 | 43.0358 | -81.6909
Ontario | Suncor Adelaide Wind Energy | 39.98 | SAW8 | 8 | 18 | 2221 | 113 | 99.5 | Siemens | SWT 2.3-113 | 2015 | 43.0356 | -81.6821
Ontario | Suncor Adelaide Wind Energy | 39.98 | SAW9 | 9 | 18 | 2221 | 113 | 99.5 | Siemens | SWT 2.3-113 | 2015 | 43.0353 | -81.6623
Ontario | Suncor Adelaide Wind Energy | 39.98 | SAW10 | 10 | 18 | 2221 | 113 | 99.5 | Siemens | SWT 2.3-113 | 2015 | 43.0345 | -81.6485
Ontario | Suncor Adelaide Wind Energy | 39.98 | SAW11 | 11 | 18 | 2221 | 113 | 99.5 | Siemens | SWT 2.3-113 | 2015 | 43.0171 | -81.6488
Ontario | Suncor Adelaide Wind Energy | 39.98 | SAW12 | 12 | 18 | 2221 | 113 | 99.5 | Siemens | SWT 2.3-113 | 2015 | 43.0208 | -81.64
Ontario | Suncor Adelaide Wind Energy | 39.98 | SAW13 | 13 | 18 | 2221 | 113 | 99.5 | Siemens | SWT 2.3-113 | 2015 | 43.0231 | -81.6243
Ontario | Suncor Adelaide Wind Energy | 39.98 | SAW14 | 14 | 18 | 2221 | 113 | 99.5 | Siemens | SWT 2.3-113 | 2015 | 43.0183 | -81.6171
Ontario | Suncor Adelaide Wind Energy | 39.98 | SAW15 | 15 | 18 | 2221 | 113 | 99.5 | Siemens | SWT 2.3-113 | 2015 | 43.01 | -81.6176
Ontario | Suncor Adelaide Wind Energy | 39.98 | SAW16 | 16 | 18 | 2221 | 113 | 99.5 | Siemens | SWT 2.3-113 | 2015 | 43.0211 | -81.5993
Ontario | Suncor Adelaide Wind Energy | 39.98 | SAW17 | 17 | 18 | 2221 | 113 | 99.5 | Siemens | SWT 2.3-113 | 2015 | 43.0121 | -81.5987
Ontario | Suncor Adelaide Wind Energy | 39.98 | SAW18 | 18 | 18 | 2221 | 113 | 99.5 | Siemens | SWT 2.3-113 | 2015 | 43.0142 | -81.5891
Ontario | Swanton Line (Thames River I) | 40 | THM16 | 16 | 45 | 2000 | 82 | 78 | Enercon | E82-2.0 | 2009 | 42.2696 | -82.2773
Ontario | Swanton Line (Thames River I) | 40 | THM17 | 17 | 45 | 2000 | 82 | 78 | Enercon | E82-2.0 | 2009 | 42.2678 | -82.2754
Ontario | Swanton Line (Thames River I) | 40 | THM18 | 18 | 45 | 2000 | 82 | 78 | Enercon | E82-2.0 | 2009 | 42.2634 | -82.2681
Ontario | Swanton Line (Thames River I) | 40 | THM19 | 19 | 45 | 2000 | 82 | 78 | Enercon | E82-2.0 | 2009 | 42.2616 | -82.2659
Ontario | Swanton Line (Thames River I) | 40 | THM20 | 20 | 45 | 2000 | 82 | 78 | Enercon | E82-2.0 | 2009 | 42.2597 | -82.2633
Ontario | Talbot | 98.9 | TAL1 | 1 | 43 | 2300 | 101 | 80 | Siemens | SWT 2.3-101 | 2010 | 42.4062 | -81.8986
Ontario | Talbot | 98.9 | TAL2 | 2 | 43 | 2300 | 101 | 80 | Siemens | SWT 2.3-101 | 2010 | 42.421 | -81.8766
Ontario | Talbot | 98.9 | TAL3 | 3 | 43 | 2300 | 101 | 80 | Siemens | SWT 2.3-101 | 2010 | 42.4178 | -81.8745
Ontario | Talbot | 98.9 | TAL4 | 4 | 43 | 2300 | 101 | 80 | Siemens | SWT 2.3-101 | 2010 | 42.4089 | -81.847
Ontario | Talbot | 98.9 | TAL5 | 5 | 43 | 2300 | 101 | 80 | Siemens | SWT 2.3-101 | 2010 | 42.4063 | -81.8453
Ontario | Talbot | 98.9 | TAL6 | 6 | 43 | 2300 | 101 | 80 | Siemens | SWT 2.3-101 | 2010 | 42.3947 | -81.8262
Ontario | Talbot | 98.9 | TAL7 | 7 | 43 | 2300 | 101 | 80 | Siemens | SWT 2.3-101 | 2010 | 42.3923 | -81.8239
Ontario | Talbot | 98.9 | TAL8 | 8 | 43 | 2300 | 101 | 80 | Siemens | SWT 2.3-101 | 2010 | 42.4007 | -81.8146
Ontario | Talbot | 98.9 | TAL9 | 9 | 43 | 2300 | 101 | 80 | Siemens | SWT 2.3-101 | 2010 | 42.3977 | -81.8119
Ontario | Talbot | 98.9 | TAL10 | 10 | 43 | 2300 | 101 | 80 | Siemens | SWT 2.3-101 | 2010 | 42.4046 | -81.8044
Ontario | Talbot | 98.9 | TAL11 | 11 | 43 | 2300 | 101 | 80 | Siemens | SWT 2.3-101 | 2010 | 42.4018 | -81.802
Ontario | Talbot | 98.9 | TAL12 | 12 | 43 | 2300 | 101 | 80 | Siemens | SWT 2.3-101 | 2010 | 42.415 | -81.793
Ontario | Talbot | 98.9 | TAL13 | 13 | 43 | 2300 | 101 | 80 | Siemens | SWT 2.3-101 | 2010 | 42.4124 | -81.7903
Ontario | Talbot | 98.9 | TAL14 | 14 | 43 | 2300 | 101 | 80 | Siemens | SWT 2.3-101 | 2010 | 42.4295 | -81.7678
Ontario | Talbot | 98.9 | TAL15 | 15 | 43 | 2300 | 101 | 80 | Siemens | SWT 2.3-101 | 2010 | 42.4265 | -81.7664
Ontario | Talbot | 98.9 | TAL16 | 16 | 43 | 2300 | 101 | 80 | Siemens | SWT 2.3-101 | 2010 | 42.424 | -81.7644
Ontario | Talbot | 98.9 | TAL17 | 17 | 43 | 2300 | 101 | 80 | Siemens | SWT 2.3-101 | 2010 | 42.4398 | -81.7497
Ontario | Talbot | 98.9 | TAL18 | 18 | 43 | 2300 | 101 | 80 | Siemens | SWT 2.3-101 | 2010 | 42.4364 | -81.7484
Ontario | Talbot | 98.9 | TAL19 | 19 | 43 | 2300 | 101 | 80 | Siemens | SWT 2.3-101 | 2010 | 42.4432 | -81.7373
Ontario | Talbot | 98.9 | TAL20 | 20 | 43 | 2300 | 101 | 80 | Siemens | SWT 2.3-101 | 2010 | 42.4398 | -81.7354
Ontario | Talbot | 98.9 | TAL21 | 21 | 43 | 2300 | 101 | 80 | Siemens | SWT 2.3-101 | 2010 | 42.4578 | -81.7206
Ontario | Talbot | 98.9 | TAL22 | 22 | 43 | 2300 | 101 | 80 | Siemens | SWT 2.3-101 | 2010 | 42.455 | -81.7188
Ontario | Talbot | 98.9 | TAL23 | 23 | 43 | 2300 | 101 | 80 | Siemens | SWT 2.3-101 | 2010 | 42.4523 | -81.7164
Ontario | Talbot | 98.9 | TAL24 | 24 | 43 | 2300 | 101 | 80 | Siemens | SWT 2.3-101 | 2010 | 42.4651 | -81.7002
Ontario | Talbot | 98.9 | TAL25 | 25 | 43 | 2300 | 101 | 80 | Siemens | SWT 2.3-101 | 2010 | 42.4622 | -81.698
Ontario | Talbot | 98.9 | TAL26 | 26 | 43 | 2300 | 101 | 80 | Siemens | SWT 2.3-101 | 2010 | 42.4693 | -81.6919
Ontario | Talbot | 98.9 | TAL27 | 27 | 43 | 2300 | 101 | 80 | Siemens | SWT 2.3-101 | 2010 | 42.4661 | -81.6894
Ontario | Talbot | 98.9 | TAL28 | 28 | 43 | 2300 | 101 | 80 | Siemens | SWT 2.3-101 | 2010 | 42.4746 | -81.6816
Ontario | Talbot | 98.9 | TAL29 | 29 | 43 | 2300 | 101 | 80 | Siemens | SWT 2.3-101 | 2010 | 42.4716 | -81.6791
Ontario | Talbot | 98.9 | TAL30 | 30 | 43 | 2300 | 101 | 80 | Siemens | SWT 2.3-101 | 2010 | 42.4588 | -81.7674
Ontario | Talbot | 98.9 | TAL31 | 31 | 43 | 2300 | 101 | 80 | Siemens | SWT 2.3-101 | 2010 | 42.4547 | -81.7665
Ontario | Talbot | 98.9 | TAL32 | 32 | 43 | 2300 | 101 | 80 | Siemens | SWT 2.3-101 | 2010 | 42.4497 | -81.7816
Ontario | Talbot | 98.9 | TAL33 | 33 | 43 | 2300 | 101 | 80 | Siemens | SWT 2.3-101 | 2010 | 42.4451 | -81.7802
Ontario | Talbot | 98.9 | TAL34 | 34 | 43 | 2300 | 101 | 80 | Siemens | SWT 2.3-101 | 2010 | 42.4422 | -81.7931
Ontario | Talbot | 98.9 | TAL35 | 35 | 43 | 2300 | 101 | 80 | Siemens | SWT 2.3-101 | 2010 | 42.4395 | -81.7904
Ontario | Talbot | 98.9 | TAL36 | 36 | 43 | 2300 | 101 | 80 | Siemens | SWT 2.3-101 | 2010 | 42.431 | -81.8027
Ontario | Talbot | 98.9 | TAL37 | 37 | 43 | 2300 | 101 | 80 | Siemens | SWT 2.3-101 | 2010 | 42.4223 | -81.8237
Ontario | Talbot | 98.9 | TAL38 | 38 | 43 | 2300 | 101 | 80 | Siemens | SWT 2.3-101 | 2010 | 42.4177 | -81.8209
Ontario | Talbot | 98.9 | TAL39 | 39 | 43 | 2300 | 101 | 80 | Siemens | SWT 2.3-101 | 2010 | 42.4404 | -81.8277
Ontario | Talbot | 98.9 | TAL40 | 40 | 43 | 2300 | 101 | 80 | Siemens | SWT 2.3-101 | 2010 | 42.443 | -81.8294
Ontario | Talbot | 98.9 | TAL41 | 41 | 43 | 2300 | 101 | 80 | Siemens | SWT 2.3-101 | 2010 | 42.4542 | -81.8233
Ontario | Talbot | 98.9 | TAL42 | 42 | 43 | 2300 | 101 | 80 | Siemens | SWT 2.3-101 | 2010 | 42.4592 | -81.799
Ontario | Talbot | 98.9 | TAL43 | 43 | 43 | 2300 | 101 | 80 | Siemens | SWT 2.3-101 | 2010 | 42.4026 | -81.8965
Ontario | Tiverton | 0.6 | TIV1 | 1 | 1 | 600 | 43 | 50 | Tacke | TW-600 | 1995 | 44.3129 | -81.5484
Ontario | Underwood Wind Farm | 181.5 | UWF1 | 1 | 110 | 1650 | 82 | 80 | Vestas | V82-1.65 | 2009 | 44.2901 | -81.5115
Ontario | Underwood Wind Farm | 181.5 | UWF2 | 2 | 110 | 1650 | 82 | 80 | Vestas | V82-1.65 | 2009 | 44.2883 | -81.5061
Ontario | Underwood Wind Farm | 181.5 | UWF3 | 3 | 110 | 1650 | 82 | 80 | Vestas | V82-1.65 | 2009 | 44.2865 | -81.5021
Ontario | Underwood Wind Farm | 181.5 | UWF4 | 4 | 110 | 1650 | 82 | 80 | Vestas | V82-1.65 | 2009 | 44.2845 | -81.4962
Ontario | Underwood Wind Farm | 181.5 | UWF5 | 5 | 110 | 1650 | 82 | 80 | Vestas | V82-1.65 | 2009 | 44.2826 | -81.4912
Ontario | Underwood Wind Farm | 181.5 | UWF6 | 6 | 110 | 1650 | 82 | 80 | Vestas | V82-1.65 | 2009 | 44.2806 | -81.486
Ontario | Underwood Wind Farm | 181.5 | UWF7 | 7 | 110 | 1650 | 82 | 80 | Vestas | V82-1.65 | 2009 | 44.279 | -81.4825
Ontario | Underwood Wind Farm | 181.5 | UWF8 | 8 | 110 | 1650 | 82 | 80 | Vestas | V82-1.65 | 2009 | 44.2776 | -81.4791
Ontario | Underwood Wind Farm | 181.5 | UWF9 | 9 | 110 | 1650 | 82 | 80 | Vestas | V82-1.65 | 2009 | 44.2742 | -81.4691
Ontario | Underwood Wind Farm | 181.5 | UWF10 | 10 | 110 | 1650 | 82 | 80 | Vestas | V82-1.65 | 2009 | 44.2732 | -81.4668
Ontario | Underwood Wind Farm | 181.5 | UWF11 | 11 | 110 | 1650 | 82 | 80 | Vestas | V82-1.65 | 2009 | 44.2764 | -81.4744
Ontario | Underwood Wind Farm | 181.5 | UWF12 | 12 | 110 | 1650 | 82 | 80 | Vestas | V82-1.65 | 2009 | 44.272 | -81.4624
Ontario | Underwood Wind Farm | 181.5 | UWF13 | 13 | 110 | 1650 | 82 | 80 | Vestas | V82-1.65 | 2009 | 44.2687 | -81.457
Ontario | Underwood Wind Farm | 181.5 | UWF14 | 14 | 110 | 1650 | 82 | 80 | Vestas | V82-1.65 | 2009 | 44.3001 | -81.5073
Ontario | Underwood Wind Farm | 181.5 | UWF15 | 15 | 110 | 1650 | 82 | 80 | Vestas | V82-1.65 | 2009 | 44.299 | -81.5024
Ontario | Underwood Wind Farm | 181.5 | UWF16 | 16 | 110 | 1650 | 82 | 80 | Vestas | V82-1.65 | 2009 | 44.2983 | -81.4979
Ontario | Underwood Wind Farm | 181.5 | UWF17 | 17 | 110 | 1650 | 82 | 80 | Vestas | V82-1.65 | 2009 | 44.298 | -81.4934
Ontario | Underwood Wind Farm | 181.5 | UWF18 | 18 | 110 | 1650 | 82 | 80 | Vestas | V82-1.65 | 2009 | 44.2933 | -81.4867
Ontario | Underwood Wind Farm | 181.5 | UWF19 | 19 | 110 | 1650 | 82 | 80 | Vestas | V82-1.65 | 2009 | 44.2927 | -81.4813
Ontario | Underwood Wind Farm | 181.5 | UWF20 | 20 | 110 | 1650 | 82 | 80 | Vestas | V82-1.65 | 2009 | 44.2914 | -81.475
Ontario | Underwood Wind Farm | 181.5 | UWF21 | 21 | 110 | 1650 | 82 | 80 | Vestas | V82-1.65 | 2009 | 44.2883 | -81.4707
Ontario | Underwood Wind Farm | 181.5 | UWF22 | 22 | 110 | 1650 | 82 | 80 | Vestas | V82-1.65 | 2009 | 44.2926 | -81.4633
Ontario | Underwood Wind Farm | 181.5 | UWF23 | 23 | 110 | 1650 | 82 | 80 | Vestas | V82-1.65 | 2009 | 44.2914 | -81.4568
Ontario | Underwood Wind Farm | 181.5 | UWF24 | 24 | 110 | 1650 | 82 | 80 | Vestas | V82-1.65 | 2009 | 44.2863 | -81.4536
Ontario | Underwood Wind Farm | 181.5 | UWF25 | 25 | 110 | 1650 | 82 | 80 | Vestas | V82-1.65 | 2009 | 44.2859 | -81.449
Ontario | Underwood Wind Farm | 181.5 | UWF26 | 26 | 110 | 1650 | 82 | 80 | Vestas | V82-1.65 | 2009 | 44.2857 | -81.444
Ontario | Underwood Wind Farm | 181.5 | UWF27 | 27 | 110 | 1650 | 82 | 80 | Vestas | V82-1.65 | 2009 | 44.2771 | -81.4459
Ontario | Underwood Wind Farm | 181.5 | UWF28 | 28 | 110 | 1650 | 82 | 80 | Vestas | V82-1.65 | 2009 | 44.2773 | -81.4403
Ontario | Underwood Wind Farm | 181.5 | UWF29 | 29 | 110 | 1650 | 82 | 80 | Vestas | V82-1.65 | 2009 | 44.2774 | -81.4332
Ontario | Underwood Wind Farm | 181.5 | UWF30 | 30 | 110 | 1650 | 82 | 80 | Vestas | V82-1.65 | 2009 | 44.2814 | -81.4339
Ontario | Underwood Wind Farm | 181.5 | UWF31 | 31 | 110 | 1650 | 82 | 80 | Vestas | V82-1.65 | 2009 | 44.2778 | -81.428
Ontario | Underwood Wind Farm | 181.5 | UWF32 | 32 | 110 | 1650 | 82 | 80 | Vestas | V82-1.65 | 2009 | 44.2776 | -81.4239
Ontario | Underwood Wind Farm | 181.5 | UWF33 | 33 | 110 | 1650 | 82 | 80 | Vestas | V82-1.65 | 2009 | 44.2871 | -81.4198
Ontario | Underwood Wind Farm | 181.5 | UWF34 | 34 | 110 | 1650 | 82 | 80 | Vestas | V82-1.65 | 2009 | 44.3126 | -81.5216
Ontario | Underwood Wind Farm | 181.5 | UWF35 | 35 | 110 | 1650 | 82 | 80 | Vestas | V82-1.65 | 2009 | 44.3127 | -81.5184
Ontario | Underwood Wind Farm | 181.5 | UWF36 | 36 | 110 | 1650 | 82 | 80 | Vestas | V82-1.65 | 2009 | 44.3128 | -81.5156
Ontario | Underwood Wind Farm | 181.5 | UWF37 | 37 | 110 | 1650 | 82 | 80 | Vestas | V82-1.65 | 2009 | 44.3113 | -81.5116
Ontario | Underwood Wind Farm | 181.5 | UWF38 | 38 | 110 | 1650 | 82 | 80 | Vestas | V82-1.65 | 2009 | 44.3081 | -81.5079
Ontario | Underwood Wind Farm | 181.5 | UWF39 | 39 | 110 | 1650 | 82 | 80 | Vestas | V82-1.65 | 2009 | 44.3068 | -81.5034
Ontario | Underwood Wind Farm | 181.5 | UWF40 | 40 | 110 | 1650 | 82 | 80 | Vestas | V82-1.65 | 2009 | 44.3062 | -81.4979
Ontario | Underwood Wind Farm | 181.5 | UWF41 | 41 | 110 | 1650 | 82 | 80 | Vestas | V82-1.65 | 2009 | 44.3285 | -81.5298
Ontario | Underwood Wind Farm | 181.5 | UWF42 | 42 | 110 | 1650 | 82 | 80 | Vestas | V82-1.65 | 2009 | 44.3286 | -81.5274
Ontario | Underwood Wind Farm | 181.5 | UWF43 | 43 | 110 | 1650 | 82 | 80 | Vestas | V82-1.65 | 2009 | 44.3323 | -81.5267
Ontario | Underwood Wind Farm | 181.5 | UWF44 | 44 | 110 | 1650 | 82 | 80 | Vestas | V82-1.65 | 2009 | 44.3324 | -81.5244
Ontario | Underwood Wind Farm | 181.5 | UWF45 | 45 | 110 | 1650 | 82 | 80 | Vestas | V82-1.65 | 2009 | 44.3208 | -81.5
Ontario | Underwood Wind Farm | 181.5 | UWF46 | 46 | 110 | 1650 | 82 | 80 | Vestas | V82-1.65 | 2009 | 44.316 | -81.4978
Ontario | Underwood Wind Farm | 181.5 | UWF47 | 47 | 110 | 1650 | 82 | 80 | Vestas | V82-1.65 | 2009 | 44.3158 | -81.4929
Ontario | Underwood Wind Farm | 181.5 | UWF48 | 48 | 110 | 1650 | 82 | 80 | Vestas | V82-1.65 | 2009 | 44.3158 | -81.4882
Ontario | Underwood Wind Farm | 181.5 | UWF49 | 49 | 110 | 1650 | 82 | 80 | Vestas | V82-1.65 | 2009 | 44.3156 | -81.4721
Ontario | Underwood Wind Farm | 181.5 | UWF50 | 50 | 110 | 1650 | 82 | 80 | Vestas | V82-1.65 | 2009 | 44.3125 | -81.4679
Ontario | Underwood Wind Farm | 181.5 | UWF51 | 51 | 110 | 1650 | 82 | 80 | Vestas | V82-1.65 | 2009 | 44.3127 | -81.4637
Ontario | Underwood Wind Farm | 181.5 | UWF52 | 52 | 110 | 1650 | 82 | 80 | Vestas | V82-1.65 | 2009 | 44.3129 | -81.4598
Ontario | Underwood Wind Farm | 181.5 | UWF53 | 53 | 110 | 1650 | 82 | 80 | Vestas | V82-1.65 | 2009 | 44.3044 | -81.4665
Ontario | Underwood Wind Farm | 181.5 | UWF54 | 54 | 110 | 1650 | 82 | 80 | Vestas | V82-1.65 | 2009 | 44.3031 | -81.4598
Ontario | Underwood Wind Farm | 181.5 | UWF55 | 55 | 110 | 1650 | 82 | 80 | Vestas | V82-1.65 | 2009 | 44.3042 | -81.4479
Ontario | Underwood Wind Farm | 181.5 | UWF56 | 56 | 110 | 1650 | 82 | 80 | Vestas | V82-1.65 | 2009 | 44.3022 | -81.4404
Ontario | Underwood Wind Farm | 181.5 | UWF57 | 57 | 110 | 1650 | 82 | 80 | Vestas | V82-1.65 | 2009 | 44.3047 | -81.4326
Ontario | Underwood Wind Farm | 181.5 | UWF58 | 58 | 110 | 1650 | 82 | 80 | Vestas | V82-1.65 | 2009 | 44.2974 | -81.4305
Ontario | Underwood Wind Farm | 181.5 | UWF59 | 59 | 110 | 1650 | 82 | 80 | Vestas | V82-1.65 | 2009 | 44.2973 | -81.4238
Ontario | Underwood Wind Farm | 181.5 | UWF60 | 60 | 110 | 1650 | 82 | 80 | Vestas | V82-1.65 | 2009 | 44.2968 | -81.4174
Ontario | Underwood Wind Farm | 181.5 | UWF61 | 61 | 110 | 1650 | 82 | 80 | Vestas | V82-1.65 | 2009 | 44.2893 | -81.3963
Ontario | Underwood Wind Farm | 181.5 | UWF62 | 62 | 110 | 1650 | 82 | 80 | Vestas | V82-1.65 | 2009 | 44.2889 | -81.3897
Ontario | Underwood Wind Farm | 181.5 | UWF63 | 63 | 110 | 1650 | 82 | 80 | Vestas | V82-1.65 | 2009 | 44.284 | -81.3869
Ontario | Underwood Wind Farm | 181.5 | UWF64 | 64 | 110 | 1650 | 82 | 80 | Vestas | V82-1.65 | 2009 | 44.2803 | -81.4033
Ontario | Underwood Wind Farm | 181.5 | UWF65 | 65 | 110 | 1650 | 82 | 80 | Vestas | V82-1.65 | 2009 | 44.2777 | -81.3975
Ontario | Underwood Wind Farm | 181.5 | UWF66 | 66 | 110 | 1650 | 82 | 80 | Vestas | V82-1.65 | 2009 | 44.2766 | -81.393
Ontario | Underwood Wind Farm | 181.5 | UWF67 | 67 | 110 | 1650 | 82 | 80 | Vestas | V82-1.65 | 2009 | 44.2761 | -81.3869
Ontario | Underwood Wind Farm | 181.5 | UWF68 | 68 | 110 | 1650 | 82 | 80 | Vestas | V82-1.65 | 2009 | 44.3335 | -81.4904
Ontario | Underwood Wind Farm | 181.5 | UWF69 | 69 | 110 | 1650 | 82 | 80 | Vestas | V82-1.65 | 2009 | 44.3316 | -81.4799
Ontario | Underwood Wind Farm | 181.5 | UWF70 | 70 | 110 | 1650 | 82 | 80 | Vestas | V82-1.65 | 2009 | 44.3287 | -81.4697
Ontario | Underwood Wind Farm | 181.5 | UWF71 | 71 | 110 | 1650 | 82 | 80 | Vestas | V82-1.65 | 2009 | 44.3322 | -81.4733
Ontario | Underwood Wind Farm | 181.5 | UWF72 | 72 | 110 | 1650 | 82 | 80 | Vestas | V82-1.65 | 2009 | 44.3373 | -81.4792
Ontario | Underwood Wind Farm | 181.5 | UWF73 | 73 | 110 | 1650 | 82 | 80 | Vestas | V82-1.65 | 2009 | 44.3447 | -81.4768
Ontario | Underwood Wind Farm | 181.5 | UWF74 | 74 | 110 | 1650 | 82 | 80 | Vestas | V82-1.65 | 2009 | 44.314 | -81.4411
Ontario | Underwood Wind Farm | 181.5 | UWF75 | 75 | 110 | 1650 | 82 | 80 | Vestas | V82-1.65 | 2009 | 44.3142 | -81.4326
Ontario | Underwood Wind Farm | 181.5 | UWF76 | 76 | 110 | 1650 | 82 | 80 | Vestas | V82-1.65 | 2009 | 44.3138 | -81.4263
Ontario | Underwood Wind Farm | 181.5 | UWF77 | 77 | 110 | 1650 | 82 | 80 | Vestas | V82-1.65 | 2009 | 44.3125 | -81.4187
Ontario | Underwood Wind Farm | 181.5 | UWF78 | 78 | 110 | 1650 | 82 | 80 | Vestas | V82-1.65 | 2009 | 44.3055 | -81.4173
Ontario | Underwood Wind Farm | 181.5 | UWF79 | 79 | 110 | 1650 | 82 | 80 | Vestas | V82-1.65 | 2009 | 44.3028 | -81.4086
Ontario | Underwood Wind Farm | 181.5 | UWF80 | 80 | 110 | 1650 | 82 | 80 | Vestas | V82-1.65 | 2009 | 44.3026 | -81.4044
Ontario | Underwood Wind Farm | 181.5 | UWF81 | 81 | 110 | 1650 | 82 | 80 | Vestas | V82-1.65 | 2009 | 44.3008 | -81.3977
Ontario | Underwood Wind Farm | 181.5 | UWF82 | 82 | 110 | 1650 | 82 | 80 | Vestas | V82-1.65 | 2009 | 44.2987 | -81.3933
Ontario | Underwood Wind Farm | 181.5 | UWF83 | 83 | 110 | 1650 | 82 | 80 | Vestas | V82-1.65 | 2009 | 44.3543 | -81.4913
Ontario | Underwood Wind Farm | 181.5 | UWF84 | 84 | 110 | 1650 | 82 | 80 | Vestas | V82-1.65 | 2009 | 44.3568 | -81.4896
Ontario | Underwood Wind Farm | 181.5 | UWF85 | 85 | 110 | 1650 | 82 | 80 | Vestas | V82-1.65 | 2009 | 44.3597 | -81.4872
Ontario | Underwood Wind Farm | 181.5 | UWF86 | 86 | 110 | 1650 | 82 | 80 | Vestas | V82-1.65 | 2009 | 44.3635 | -81.4847
Ontario | Underwood Wind Farm | 181.5 | UWF87 | 87 | 110 | 1650 | 82 | 80 | Vestas | V82-1.65 | 2009 | 44.3635 | -81.4825
Ontario | Underwood Wind Farm | 181.5 | UWF88 | 88 | 110 | 1650 | 82 | 80 | Vestas | V82-1.65 | 2009 | 44.3568 | -81.464
Ontario | Underwood Wind Farm | 181.5 | UWF89 | 89 | 110 | 1650 | 82 | 80 | Vestas | V82-1.65 | 2009 | 44.3541 | -81.4686
Ontario | Underwood Wind Farm | 181.5 | UWF90 | 90 | 110 | 1650 | 82 | 80 | Vestas | V82-1.65 | 2009 | 44.3472 | -81.4611
Ontario | Underwood Wind Farm | 181.5 | UWF91 | 91 | 110 | 1650 | 82 | 80 | Vestas | V82-1.65 | 2009 | 44.3513 | -81.4423
Ontario | Underwood Wind Farm | 181.5 | UWF92 | 92 | 110 | 1650 | 82 | 80 | Vestas | V82-1.65 | 2009 | 44.3413 | -81.4533
Ontario | Underwood Wind Farm | 181.5 | UWF93 | 93 | 110 | 1650 | 82 | 80 | Vestas | V82-1.65 | 2009 | 44.3407 | -81.4478
Ontario | Underwood Wind Farm | 181.5 | UWF94 | 94 | 110 | 1650 | 82 | 80 | Vestas | V82-1.65 | 2009 | 44.3411 | -81.4426
Ontario | Underwood Wind Farm | 181.5 | UWF95 | 95 | 110 | 1650 | 82 | 80 | Vestas | V82-1.65 | 2009 | 44.3369 | -81.4331
Ontario | Underwood Wind Farm | 181.5 | UWF96 | 96 | 110 | 1650 | 82 | 80 | Vestas | V82-1.65 | 2009 | 44.3321 | -81.4313
Ontario | Underwood Wind Farm | 181.5 | UWF97 | 97 | 110 | 1650 | 82 | 80 | Vestas | V82-1.65 | 2009 | 44.3376 | -81.416
Ontario | Underwood Wind Farm | 181.5 | UWF98 | 98 | 110 | 1650 | 82 | 80 | Vestas | V82-1.65 | 2009 | 44.3299 | -81.4155
Ontario | Underwood Wind Farm | 181.5 | UWF99 | 99 | 110 | 1650 | 82 | 80 | Vestas | V82-1.65 | 2009 | 44.3241 | -81.4092
Ontario | Underwood Wind Farm | 181.5 | UWF100 | 100 | 110 | 1650 | 82 | 80 | Vestas | V82-1.65 | 2009 | 44.3245 | -81.4039
Ontario | Underwood Wind Farm | 181.5 | UWF101 | 101 | 110 | 1650 | 82 | 80 | Vestas | V82-1.65 | 2009 | 44.3236 | -81.3987
Ontario | Underwood Wind Farm | 181.5 | UWF102 | 102 | 110 | 1650 | 82 | 80 | Vestas | V82-1.65 | 2009 | 44.3712 | -81.4731
Ontario | Underwood Wind Farm | 181.5 | UWF103 | 103 | 110 | 1650 | 82 | 80 | Vestas | V82-1.65 | 2009 | 44.3693 | -81.4697
Ontario | Underwood Wind Farm | 181.5 | UWF104 | 104 | 110 | 1650 | 82 | 80 | Vestas | V82-1.65 | 2009 | 44.3737 | -81.4705
Ontario | Underwood Wind Farm | 181.5 | UWF105 | 105 | 110 | 1650 | 82 | 80 | Vestas | V82-1.65 | 2009 | 44.3724 | -81.4673
Ontario | Underwood Wind Farm | 181.5 | UWF106 | 106 | 110 | 1650 | 82 | 80 | Vestas | V82-1.65 | 2009 | 44.3505 | -81.4268
Ontario | Underwood Wind Farm | 181.5 | UWF107 | 107 | 110 | 1650 | 82 | 80 | Vestas | V82-1.65 | 2009 | 44.3547 | -81.4246
Ontario | Underwood Wind Farm | 181.5 | UWF108 | 108 | 110 | 1650 | 82 | 80 | Vestas | V82-1.65 | 2009 | 44.3533 | -81.4205
Ontario | Underwood Wind Farm | 181.5 | UWF109 | 109 | 110 | 1650 | 82 | 80 | Vestas | V82-1.65 | 2009 | 44.3543 | -81.4152
Ontario | Underwood Wind Farm | 181.5 | UWF110 | 110 | 110 | 1650 | 82 | 80 | Vestas | V82-1.65 | 2009 | 44.3518 | -81.4099
Ontario | Wainfleet | 9 | WAI1 | 1 | 5 | 1800 | 100 | 95 | Vestas | V100-1.8 | 2014 | 42.8955 | -79.3845
Ontario | Wainfleet | 9 | WAI2 | 2 | 5 | 1800 | 100 | 95 | Vestas | V100-1.8 | 2014 | 42.8974 | -79.3864
Ontario | Wainfleet | 9 | WAI3 | 3 | 5 | 1800 | 100 | 95 | Vestas | V100-1.8 | 2014 | 42.902 | -79.3913
Ontario | Wainfleet | 9 | WAI4 | 4 | 5 | 1800 | 100 | 95 | Vestas | V100-1.8 | 2014 | 42.88 | -79.3753
Ontario | Wainfleet | 9 | WAI5 | 5 | 5 | 1800 | 100 | 95 | Vestas | V100-1.8 | 2014 | 42.8759 | -79.3747
Ontario | Watford Wind Farm | 10 | WAF1 | 1 | 4 | 2500 | 99.8 | 80 | Samsung Renewable Energy | 25xc | 2012 | 42.9235 | -81.9117
Ontario | Watford Wind Farm | 10 | WAF2 | 2 | 4 | 2500 | 99.8 | 80 | Samsung Renewable Energy | 25xc | 2012 | 42.9233 | -81.9065
Ontario | Watford Wind Farm | 10 | WAF3 | 3 | 4 | 2500 | 99.8 | 80 | Samsung Renewable Energy | 25xc | 2012 | 42.9236 | -81.8963
Ontario | Watford Wind Farm | 10 | WAF4 | 4 | 4 | 2500 | 99.8 | 80 | Samsung Renewable Energy | 25xc | 2012 | 42.9197 | -81.9028
Ontario | Whittington | 6.15 | WHT1 | 1 | 3 | 2050 | 92.5 | 100 | Senvion | MM92 | 2014 | 44.0074 | -80.1658
Ontario | Whittington | 6.15 | WHT2 | 2 | 3 | 2050 | 92.5 | 100 | Senvion | MM92 | 2014 | 44.0043 | -80.1622
Ontario | Whittington | 6.15 | WHT3 | 3 | 3 | 2050 | 92.5 | 100 | Senvion | MM92 | 2014 | 43.9997 | -80.1583
Ontario | Wolfe Island | 197.8 | WOL1 | 1 | 86 | 2300 | 93 | 80 | Siemens | SWT 2.3-93 | 2009 | 44.192 | -76.3764
Ontario | Wolfe Island | 197.8 | WOL2 | 2 | 86 | 2300 | 93 | 80 | Siemens | SWT 2.3-93 | 2009 | 44.1902 | -76.3804
Ontario | Wolfe Island | 197.8 | WOL3 | 3 | 86 | 2300 | 93 | 80 | Siemens | SWT 2.3-93 | 2009 | 44.1877 | -76.3955
Ontario | Wolfe Island | 197.8 | WOL4 | 4 | 86 | 2300 | 93 | 80 | Siemens | SWT 2.3-93 | 2009 | 44.1854 | -76.3918
Ontario | Wolfe Island | 197.8 | WOL5 | 5 | 86 | 2300 | 93 | 80 | Siemens | SWT 2.3-93 | 2009 | 44.182 | -76.3914
Ontario | Wolfe Island | 197.8 | WOL6 | 6 | 86 | 2300 | 93 | 80 | Siemens | SWT 2.3-93 | 2009 | 44.1801 | -76.387
Ontario | Wolfe Island | 197.8 | WOL7 | 7 | 86 | 2300 | 93 | 80 | Siemens | SWT 2.3-93 | 2009 | 44.1738 | -76.3842
Ontario | Wolfe Island | 197.8 | WOL8 | 8 | 86 | 2300 | 93 | 80 | Siemens | SWT 2.3-93 | 2009 | 44.1705 | -76.3785
Ontario | Wolfe Island | 197.8 | WOL9 | 9 | 86 | 2300 | 93 | 80 | Siemens | SWT 2.3-93 | 2009 | 44.1683 | -76.3693
Ontario | Wolfe Island | 197.8 | WOL10 | 10 | 86 | 2300 | 93 | 80 | Siemens | SWT 2.3-93 | 2009 | 44.1662 | -76.376
Ontario | Wolfe Island | 197.8 | WOL11 | 11 | 86 | 2300 | 93 | 80 | Siemens | SWT 2.3-93 | 2009 | 44.1654 | -76.3716
Ontario | Wolfe Island | 197.8 | WOL12 | 12 | 86 | 2300 | 93 | 80 | Siemens | SWT 2.3-93 | 2009 | 44.1613 | -76.3768
Ontario | Wolfe Island | 197.8 | WOL13 | 13 | 86 | 2300 | 93 | 80 | Siemens | SWT 2.3-93 | 2009 | 44.1595 | -76.3701
Ontario | Wolfe Island | 197.8 | WOL14 | 14 | 86 | 2300 | 93 | 80 | Siemens | SWT 2.3-93 | 2009 | 44.1907 | -76.4224
Ontario | Wolfe Island | 197.8 | WOL15 | 15 | 86 | 2300 | 93 | 80 | Siemens | SWT 2.3-93 | 2009 | 44.1895 | -76.4153
Ontario | Wolfe Island | 197.8 | WOL16 | 16 | 86 | 2300 | 93 | 80 | Siemens | SWT 2.3-93 | 2009 | 44.1806 | -76.4055
Ontario | Wolfe Island | 197.8 | WOL17 | 17 | 86 | 2300 | 93 | 80 | Siemens | SWT 2.3-93 | 2009 | 44.1673 | -76.3997
Ontario | Wolfe Island | 197.8 | WOL18 | 18 | 86 | 2300 | 93 | 80 | Siemens | SWT 2.3-93 | 2009 | 44.1595 | -76.3983
Ontario | Wolfe Island | 197.8 | WOL19 | 19 | 86 | 2300 | 93 | 80 | Siemens | SWT 2.3-93 | 2009 | 44.1579 | -76.393
Ontario | Wolfe Island | 197.8 | WOL20 | 20 | 86 | 2300 | 93 | 80 | Siemens | SWT 2.3-93 | 2009 | 44.1516 | -76.3857
Ontario | Wolfe Island | 197.8 | WOL21 | 21 | 86 | 2300 | 93 | 80 | Siemens | SWT 2.3-93 | 2009 | 44.181 | -76.4283
Ontario | Wolfe Island | 197.8 | WOL22 | 22 | 86 | 2300 | 93 | 80 | Siemens | SWT 2.3-93 | 2009 | 44.1745 | -76.423
Ontario | Wolfe Island | 197.8 | WOL23 | 23 | 86 | 2300 | 93 | 80 | Siemens | SWT 2.3-93 | 2009 | 44.171 | -76.4206
Ontario | Wolfe Island | 197.8 | WOL24 | 24 | 86 | 2300 | 93 | 80 | Siemens | SWT 2.3-93 | 2009 | 44.1657 | -76.4158
Ontario | Wolfe Island | 197.8 | WOL25 | 25 | 86 | 2300 | 93 | 80 | Siemens | SWT 2.3-93 | 2009 | 44.1607 | -76.411
Ontario | Wolfe Island | 197.8 | WOL26 | 26 | 86 | 2300 | 93 | 80 | Siemens | SWT 2.3-93 | 2009 | 44.1588 | -76.4041
Ontario | Wolfe Island | 197.8 | WOL27 | 27 | 86 | 2300 | 93 | 80 | Siemens | SWT 2.3-93 | 2009 | 44.1538 | -76.4064
Ontario | Wolfe Island | 197.8 | WOL28 | 28 | 86 | 2300 | 93 | 80 | Siemens | SWT 2.3-93 | 2009 | 44.1509 | -76.4037
Ontario | Wolfe Island | 197.8 | WOL29 | 29 | 86 | 2300 | 93 | 80 | Siemens | SWT 2.3-93 | 2009 | 44.1491 | -76.3991
Ontario | Wolfe Island | 197.8 | WOL30 | 30 | 86 | 2300 | 93 | 80 | Siemens | SWT 2.3-93 | 2009 | 44.1345 | -76.3902
Ontario | Wolfe Island | 197.8 | WOL31 | 31 | 86 | 2300 | 93 | 80 | Siemens | SWT 2.3-93 | 2009 | 44.1307 | -76.3892
Ontario | Wolfe Island | 197.8 | WOL32 | 32 | 86 | 2300 | 93 | 80 | Siemens | SWT 2.3-93 | 2009 | 44.1814 | -76.4524
Ontario | Wolfe Island | 197.8 | WOL33 | 33 | 86 | 2300 | 93 | 80 | Siemens | SWT 2.3-93 | 2009 | 44.1847 | -76.4481
Ontario | Wolfe Island | 197.8 | WOL34 | 34 | 86 | 2300 | 93 | 80 | Siemens | SWT 2.3-93 | 2009 | 44.1806 | -76.4457
Ontario | Wolfe Island | 197.8 | WOL35 | 35 | 86 | 2300 | 93 | 80 | Siemens | SWT 2.3-93 | 2009 | 44.1777 | -76.4448
Ontario | Wolfe Island | 197.8 | WOL36 | 36 | 86 | 2300 | 93 | 80 | Siemens | SWT 2.3-93 | 2009 | 44.1733 | -76.445
Ontario | Wolfe Island | 197.8 | WOL37 | 37 | 86 | 2300 | 93 | 80 | Siemens | SWT 2.3-93 | 2009 | 44.1631 | -76.4356
Ontario | Wolfe Island | 197.8 | WOL38 | 38 | 86 | 2300 | 93 | 80 | Siemens | SWT 2.3-93 | 2009 | 44.1563 | -76.4278
Ontario | Wolfe Island | 197.8 | WOL39 | 39 | 86 | 2300 | 93 | 80 | Siemens | SWT 2.3-93 | 2009 | 44.1461 | -76.4217
Ontario | Wolfe Island | 197.8 | WOL40 | 40 | 86 | 2300 | 93 | 80 | Siemens | SWT 2.3-93 | 2009 | 44.137 | -76.4091
Ontario | Wolfe Island | 197.8 | WOL41 | 41 | 86 | 2300 | 93 | 80 | Siemens | SWT 2.3-93 | 2009 | 44.1326 | -76.4089
Ontario | Wolfe Island | 197.8 | WOL42 | 42 | 86 | 2300 | 93 | 80 | Siemens | SWT 2.3-93 | 2009 | 44.1276 | -76.3999
Ontario | Wolfe Island | 197.8 | WOL43 | 43 | 86 | 2300 | 93 | 80 | Siemens | SWT 2.3-93 | 2009 | 44.1251 | -76.4051
Ontario | Wolfe Island | 197.8 | WOL44 | 44 | 86 | 2300 | 93 | 80 | Siemens | SWT 2.3-93 | 2009 | 44.1807 | -76.4627
Ontario | Wolfe Island | 197.8 | WOL45 | 45 | 86 | 2300 | 93 | 80 | Siemens | SWT 2.3-93 | 2009 | 44.1771 | -76.4658
Ontario | Wolfe Island | 197.8 | WOL46 | 46 | 86 | 2300 | 93 | 80 | Siemens | SWT 2.3-93 | 2009 | 44.177 | -76.4736
Ontario | Wolfe Island | 197.8 | WOL47 | 47 | 86 | 2300 | 93 | 80 | Siemens | SWT 2.3-93 | 2009 | 44.1736 | -76.4774
Ontario | Wolfe Island | 197.8 | WOL48 | 48 | 86 | 2300 | 93 | 80 | Siemens | SWT 2.3-93 | 2009 | 44.1711 | -76.4758
Ontario | Wolfe Island | 197.8 | WOL49 | 49 | 86 | 2300 | 93 | 80 | Siemens | SWT 2.3-93 | 2009 | 44.1683 | -76.4746
Ontario | Wolfe Island | 197.8 | WOL50 | 50 | 86 | 2300 | 93 | 80 | Siemens | SWT 2.3-93 | 2009 | 44.1651 | -76.4728
Ontario | Wolfe Island | 197.8 | WOL51 | 51 | 86 | 2300 | 93 | 80 | Siemens | SWT 2.3-93 | 2009 | 44.1612 | -76.4618
Ontario | Wolfe Island | 197.8 | WOL52 | 52 | 86 | 2300 | 93 | 80 | Siemens | SWT 2.3-93 | 2009 | 44.1615 | -76.4735
Ontario | Wolfe Island | 197.8 | WOL53 | 53 | 86 | 2300 | 93 | 80 | Siemens | SWT 2.3-93 | 2009 | 44.158 | -76.4708
Ontario | Wolfe Island | 197.8 | WOL54 | 54 | 86 | 2300 | 93 | 80 | Siemens | SWT 2.3-93 | 2009 | 44.1577 | -76.4666
Ontario | Wolfe Island | 197.8 | WOL55 | 55 | 86 | 2300 | 93 | 80 | Siemens | SWT 2.3-93 | 2009 | 44.1538 | -76.4661
Ontario | Wolfe Island | 197.8 | WOL56 | 56 | 86 | 2300 | 93 | 80 | Siemens | SWT 2.3-93 | 2009 | 44.1565 | -76.4778
Ontario | Wolfe Island | 197.8 | WOL57 | 57 | 86 | 2300 | 93 | 80 | Siemens | SWT 2.3-93 | 2009 | 44.1552 | -76.4741
Ontario | Wolfe Island | 197.8 | WOL58 | 58 | 86 | 2300 | 93 | 80 | Siemens | SWT 2.3-93 | 2009 | 44.1509 | -76.4723
Ontario | Wolfe Island | 197.8 | WOL59 | 59 | 86 | 2300 | 93 | 80 | Siemens | SWT 2.3-93 | 2009 | 44.1478 | -76.4697
Ontario | Wolfe Island | 197.8 | WOL60 | 60 | 86 | 2300 | 93 | 80 | Siemens | SWT 2.3-93 | 2009 | 44.1569 | -76.449
Ontario | Wolfe Island | 197.8 | WOL61 | 61 | 86 | 2300 | 93 | 80 | Siemens | SWT 2.3-93 | 2009 | 44.1532 | -76.4477
Ontario | Wolfe Island | 197.8 | WOL62 | 62 | 86 | 2300 | 93 | 80 | Siemens | SWT 2.3-93 | 2009 | 44.1481 | -76.4399
Ontario | Wolfe Island | 197.8 | WOL63 | 63 | 86 | 2300 | 93 | 80 | Siemens | SWT 2.3-93 | 2009 | 44.1628 | -76.4942
Ontario | Wolfe Island | 197.8 | WOL64 | 64 | 86 | 2300 | 93 | 80 | Siemens | SWT 2.3-93 | 2009 | 44.163 | -76.4888
Ontario | Wolfe Island | 197.8 | WOL65 | 65 | 86 | 2300 | 93 | 80 | Siemens | SWT 2.3-93 | 2009 | 44.1592 | -76.4978
Ontario | Wolfe Island | 197.8 | WOL66 | 66 | 86 | 2300 | 93 | 80 | Siemens | SWT 2.3-93 | 2009 | 44.1589 | -76.4928
Ontario | Wolfe Island | 197.8 | WOL67 | 67 | 86 | 2300 | 93 | 80 | Siemens | SWT 2.3-93 | 2009 | 44.1597 | -76.4871
Ontario | Wolfe Island | 197.8 | WOL68 | 68 | 86 | 2300 | 93 | 80 | Siemens | SWT 2.3-93 | 2009 | 44.1507 | -76.4935
Ontario | Wolfe Island | 197.8 | WOL69 | 69 | 86 | 2300 | 93 | 80 | Siemens | SWT 2.3-93 | 2009 | 44.1534 | -76.4894
Ontario | Wolfe Island | 197.8 | WOL70 | 70 | 86 | 2300 | 93 | 80 | Siemens | SWT 2.3-93 | 2009 | 44.1551 | -76.4852
Ontario | Wolfe Island | 197.8 | WOL71 | 71 | 86 | 2300 | 93 | 80 | Siemens | SWT 2.3-93 | 2009 | 44.1477 | -76.4907
Ontario | Wolfe Island | 197.8 | WOL72 | 72 | 86 | 2300 | 93 | 80 | Siemens | SWT 2.3-93 | 2009 | 44.1504 | -76.4856
Ontario | Wolfe Island | 197.8 | WOL73 | 73 | 86 | 2300 | 93 | 80 | Siemens | SWT 2.3-93 | 2009 | 44.1529 | -76.4808
Ontario | Wolfe Island | 197.8 | WOL74 | 74 | 86 | 2300 | 93 | 80 | Siemens | SWT 2.3-93 | 2009 | 44.144 | -76.4869
Ontario | Wolfe Island | 197.8 | WOL75 | 75 | 86 | 2300 | 93 | 80 | Siemens | SWT 2.3-93 | 2009 | 44.1465 | -76.4777
Ontario | Wolfe Island | 197.8 | WOL76 | 76 | 86 | 2300 | 93 | 80 | Siemens | SWT 2.3-93 | 2009 | 44.1413 | -76.4846
Ontario | Wolfe Island | 197.8 | WOL77 | 77 | 86 | 2300 | 93 | 80 | Siemens | SWT 2.3-93 | 2009 | 44.1417 | -76.4796
Ontario | Wolfe Island | 197.8 | WOL78 | 78 | 86 | 2300 | 93 | 80 | Siemens | SWT 2.3-93 | 2009 | 44.1413 | -76.4743
Ontario | Wolfe Island | 197.8 | WOL79 | 79 | 86 | 2300 | 93 | 80 | Siemens | SWT 2.3-93 | 2009 | 44.1371 | -76.4805
Ontario | Wolfe Island | 197.8 | WOL80 | 80 | 86 | 2300 | 93 | 80 | Siemens | SWT 2.3-93 | 2009 | 44.1341 | -76.447
Ontario | Wolfe Island | 197.8 | WOL81 | 81 | 86 | 2300 | 93 | 80 | Siemens | SWT 2.3-93 | 2009 | 44.1283 | -76.4498
Ontario | Wolfe Island | 197.8 | WOL82 | 82 | 86 | 2300 | 93 | 80 | Siemens | SWT 2.3-93 | 2009 | 44.1287 | -76.4441
Ontario | Wolfe Island | 197.8 | WOL83 | 83 | 86 | 2300 | 93 | 80 | Siemens | SWT 2.3-93 | 2009 | 44.1253 | -76.4409
Ontario | Wolfe Island | 197.8 | WOL84 | 84 | 86 | 2300 | 93 | 80 | Siemens | SWT 2.3-93 | 2009 | 44.1212 | -76.4409
Ontario | Wolfe Island | 197.8 | WOL85 | 85 | 86 | 2300 | 93 | 80 | Siemens | SWT 2.3-93 | 2009 | 44.1189 | -76.4389
Ontario | Wolfe Island | 197.8 | WOL86 | 86 | 86 | 2300 | 93 | 80 | Siemens | SWT 2.3-93 | 2009 | 44.1215 | -76.4346
Ontario | Zurich | 0.8 | ZUR1 | 1 | 1 | 800 | 48 | 76 | Enercon | E48-800 | 2010 | 43.4237 | -81.6563
Prince Edward Island | Aeolus Wind Farm | 3 | AEW1 | 1 | 1 | 3000 | 90 | 80 | Vestas | V90-3.0 | 2003 | 47.0368 | -64.0051
Prince Edward Island | East Point Eastern Kings Wind | 30 | EKW1 | 1 | 10 | 3000 | 90 | 81 | Vestas | V90-3.0 | 2007 | 46.4534 | -62.0644
Prince Edward Island | East Point Eastern Kings Wind | 30 | EKW2 | 2 | 10 | 3000 | 90 | 81 | Vestas | V90-3.0 | 2007 | 46.4531 | -62.0609
Prince Edward Island | East Point Eastern Kings Wind | 30 | EKW3 | 3 | 10 | 3000 | 90 | 81 | Vestas | V90-3.0 | 2007 | 46.4532 | -62.0572
Prince Edward Island | East Point Eastern Kings Wind | 30 | EKW4 | 4 | 10 | 3000 | 90 | 81 | Vestas | V90-3.0 | 2007 | 46.4536 | -62.0537
Prince Edward Island | East Point Eastern Kings Wind | 30 | EKW5 | 5 | 10 | 3000 | 90 | 81 | Vestas | V90-3.0 | 2007 | 46.4548 | -62.0504
Prince Edward Island | East Point Eastern Kings Wind | 30 | EKW6 | 6 | 10 | 3000 | 90 | 81 | Vestas | V90-3.0 | 2007 | 46.4559 | -62.0461
Prince Edward Island | East Point Eastern Kings Wind | 30 | EKW7 | 7 | 10 | 3000 | 90 | 81 | Vestas | V90-3.0 | 2007 | 46.4565 | -62.0425
Prince Edward Island | East Point Eastern Kings Wind | 30 | EKW8 | 8 | 10 | 3000 | 90 | 81 | Vestas | V90-3.0 | 2007 | 46.4578 | -62.0374
Prince Edward Island | East Point Eastern Kings Wind | 30 | EKW9 | 9 | 10 | 3000 | 90 | 81 | Vestas | V90-3.0 | 2007 | 46.4589 | -62.0335
Prince Edward Island | East Point Eastern Kings Wind | 30 | EKW10 | 10 | 10 | 3000 | 90 | 81 | Vestas | V90-3.0 | 2007 | 46.4587 | -62.0282
Prince Edward Island | Hermanville Clear Spring Wind Development | 27 | HCS1 | 1 | 10 | 3000 | 116 | 92 | Acciona Wind Power | AW116/3000 | 2014 | 46.4556 | -62.3252
Prince Edward Island | Hermanville Clear Spring Wind Development | 27 | HCS2 | 2 | 10 | 3000 | 116 | 92 | Acciona Wind Power | AW116/3000 | 2014 | 46.4552 | -62.3174
Prince Edward Island | Hermanville Clear Spring Wind Development | 27 | HCS3 | 3 | 10 | 3000 | 116 | 92 | Acciona Wind Power | AW116/3000 | 2014 | 46.456 | -62.3081
Prince Edward Island | Hermanville Clear Spring Wind Development | 27 | HCS4 | 4 | 10 | 3000 | 116 | 92 | Acciona Wind Power | AW116/3000 | 2014 | 46.4555 | -62.2981
Prince Edward Island | Hermanville Clear Spring Wind Development | 27 | HCS5 | 5 | 10 | 3000 | 116 | 92 | Acciona Wind Power | AW116/3000 | 2014 | 46.4558 | -62.2859
Prince Edward Island | Hermanville Clear Spring Wind Development | 27 | HCS6 | 6 | 10 | 3000 | 116 | 92 | Acciona Wind Power | AW116/3000 | 2014 | 46.4595 | -62.2783
Prince Edward Island | Hermanville Clear Spring Wind Development | 27 | HCS7 | 7 | 10 | 3000 | 116 | 92 | Acciona Wind Power | AW116/3000 | 2014 | 46.4488 | -62.3185
Prince Edward Island | Hermanville Clear Spring Wind Development | 27 | HCS8 | 8 | 10 | 3000 | 116 | 92 | Acciona Wind Power | AW116/3000 | 2014 | 46.4485 | -62.3119
Prince Edward Island | Hermanville Clear Spring Wind Development | 27 | HCS9 | 9 | 10 | 0 | 116 | 92 | Acciona Wind Power | AW116/3000 | 2014 | 46.4457 | -62.3033 | Turbine decommissioned in 2024, original capacity was 3 MW (total project capacity was 30 MW)
Prince Edward Island | Hermanville Clear Spring Wind Development | 27 | HCS10 | 10 | 10 | 3000 | 116 | 92 | Acciona Wind Power | AW116/3000 | 2014 | 46.4451 | -62.2919
Prince Edward Island | North Cape Wind Farm Phase | 10.56 | NCW1 | 1 | 16 | 660 | 47 | 50 | Vestas | V47-660 | 2001 | 47.0543 | -63.9945
Prince Edward Island | North Cape Wind Farm Phase | 10.56 | NCW2 | 2 | 16 | 660 | 47 | 50 | Vestas | V47-660 | 2001 | 47.0533 | -63.9967
Prince Edward Island | North Cape Wind Farm Phase | 10.56 | NCW3 | 3 | 16 | 660 | 47 | 50 | Vestas | V47-660 | 2001 | 47.0525 | -63.9991
Prince Edward Island | North Cape Wind Farm Phase | 10.56 | NCW4 | 4 | 16 | 660 | 47 | 50 | Vestas | V47-660 | 2001 | 47.0513 | -64.0008
Prince Edward Island | North Cape Wind Farm Phase | 10.56 | NCW5 | 5 | 16 | 660 | 47 | 50 | Vestas | V47-660 | 2001 | 47.0503 | -64.004
Prince Edward Island | North Cape Wind Farm Phase | 10.56 | NCW6 | 6 | 16 | 660 | 47 | 50 | Vestas | V47-660 | 2001 | 47.0485 | -64.0053
Prince Edward Island | North Cape Wind Farm Phase | 10.56 | NCW7 | 7 | 16 | 660 | 47 | 50 | Vestas | V47-660 | 2001 | 47.0485 | -63.995
Prince Edward Island | North Cape Wind Farm Phase | 10.56 | NCW8 | 8 | 16 | 660 | 47 | 50 | Vestas | V47-660 | 2001 | 47.0468 | -63.9946
Prince Edward Island | North Cape Wind Farm Phase | 10.56 | NCW9 | 9 | 16 | 660 | 47 | 50 | Vestas | V47-660 | 2003 | 47.0505 | -63.9975
Prince Edward Island | North Cape Wind Farm Phase | 10.56 | NCW10 | 10 | 16 | 660 | 47 | 50 | Vestas | V47-660 | 2003 | 47.0492 | -63.9979
Prince Edward Island | North Cape Wind Farm Phase | 10.56 | NCW11 | 11 | 16 | 660 | 47 | 50 | Vestas | V47-660 | 2003 | 47.0483 | -63.9999
Prince Edward Island | North Cape Wind Farm Phase | 10.56 | NCW12 | 12 | 16 | 660 | 47 | 50 | Vestas | V47-660 | 2003 | 47.0469 | -64.0014
Prince Edward Island | North Cape Wind Farm Phase | 10.56 | NCW13 | 13 | 16 | 660 | 47 | 50 | Vestas | V47-660 | 2003 | 47.0464 | -63.9978
Prince Edward Island | North Cape Wind Farm Phase | 10.56 | NCW14 | 14 | 16 | 660 | 47 | 50 | Vestas | V47-660 | 2003 | 47.0448 | -63.9974
Prince Edward Island | North Cape Wind Farm Phase | 10.56 | NCW15 | 15 | 16 | 660 | 47 | 50 | Vestas | V47-660 | 2003 | 47.0432 | -63.9997
Prince Edward Island | North Cape Wind Farm Phase | 10.56 | NCW16 | 16 | 16 | 660 | 47 | 50 | Vestas | V47-660 | 2003 | 47.0434 | -63.9931
Prince Edward Island | Norway Wind Park | 9 | NOR1 | 1 | 3 | 3000 | 90 | 80 | Vestas | V90-3.0 | 2007 | 47.0156 | -64.037
Prince Edward Island | Norway Wind Park | 9 | NOR2 | 2 | 3 | 3000 | 90 | 80 | Vestas | V90-3.0 | 2007 | 47.0077 | -64.0207
Prince Edward Island | Norway Wind Park | 9 | NOR3 | 3 | 3 | 3000 | 90 | 80 | Vestas | V90-3.0 | 2007 | 47.0081 | -64.0158
Prince Edward Island | Summerside Project | 12 | SUM1 | 1 | 4 | 3000 | 90 | 80 | Vestas | V90-3.0 | 2009 | 46.4408 | -63.7961
Prince Edward Island | Summerside Project | 12 | SUM2 | 2 | 4 | 3000 | 90 | 80 | Vestas | V90-3.0 | 2009 | 46.4343 | -63.8035
Prince Edward Island | Summerside Project | 12 | SUM3 | 3 | 4 | 3000 | 90 | 80 | Vestas | V90-3.0 | 2009 | 46.4351 | -63.8002
Prince Edward Island | Summerside Project | 12 | SUM4 | 4 | 4 | 3000 | 90 | 80 | Vestas | V90-3.0 | 2009 | 46.434 | -63.797
Prince Edward Island | WEICan R&D Park | 10 | WRD1 | 1 | 5 | 2000 | 93 | 80 | DeWind | D9.2 | 2013 | 47.0417 | -64.0118 | Battery Energy Storage System - 111.5 kW/223 kWh TESLA
Prince Edward Island | WEICan R&D Park | 10 | WRD2 | 2 | 5 | 2000 | 93 | 80 | DeWind | D9.2 | 2013 | 47.0381 | -64.0137 | Battery Energy Storage System - 111.5 kW/223 kWh TESLA
Prince Edward Island | WEICan R&D Park | 10 | WRD3 | 3 | 5 | 2000 | 93 | 80 | DeWind | D9.2 | 2013 | 47.0359 | -64.0157 | Battery Energy Storage System - 111.5 kW/223 kWh TESLA
Prince Edward Island | WEICan R&D Park | 10 | WRD4 | 4 | 5 | 2000 | 93 | 80 | DeWind | D9.2 | 2013 | 47.0336 | -64.0187 | Battery Energy Storage System - 111.5 kW/223 kWh TESLA
Prince Edward Island | WEICan R&D Park | 10 | WRD5 | 5 | 5 | 2000 | 93 | 80 | DeWind | D9.2 | 2013 | 47.0278 | -64.0145 | Battery Energy Storage System - 111.5 kW/223 kWh TESLA
Prince Edward Island | West Cape Wind Farm | 99 | WCW1 | 1 | 55 | 1800 | 80 | 80 | Vestas | V80-1.8 | 2007 | 46.7332 | -64.3724
Prince Edward Island | West Cape Wind Farm | 99 | WCW2 | 2 | 55 | 1800 | 80 | 80 | Vestas | V80-1.8 | 2007 | 46.7331 | -64.3665
Prince Edward Island | West Cape Wind Farm | 99 | WCW3 | 3 | 55 | 1800 | 80 | 80 | Vestas | V80-1.8 | 2007 | 46.7307 | -64.3614
Prince Edward Island | West Cape Wind Farm | 99 | WCW4 | 4 | 55 | 1800 | 80 | 80 | Vestas | V80-1.8 | 2007 | 46.7306 | -64.3704
Prince Edward Island | West Cape Wind Farm | 99 | WCW5 | 5 | 55 | 1800 | 80 | 80 | Vestas | V80-1.8 | 2007 | 46.7299 | -64.3654
Prince Edward Island | West Cape Wind Farm | 99 | WCW6 | 6 | 55 | 1800 | 80 | 80 | Vestas | V80-1.8 | 2007 | 46.7196 | -64.3693
Prince Edward Island | West Cape Wind Farm | 99 | WCW7 | 7 | 55 | 1800 | 80 | 80 | Vestas | V80-1.8 | 2007 | 46.7111 | -64.3953
Prince Edward Island | West Cape Wind Farm | 99 | WCW8 | 8 | 55 | 1800 | 80 | 80 | Vestas | V80-1.8 | 2007 | 46.7101 | -64.3903
Prince Edward Island | West Cape Wind Farm | 99 | WCW9 | 9 | 55 | 1800 | 80 | 80 | Vestas | V80-1.8 | 2007 | 46.7107 | -64.3859
Prince Edward Island | West Cape Wind Farm | 99 | WCW10 | 10 | 55 | 1800 | 80 | 80 | Vestas | V80-1.8 | 2007 | 46.7055 | -64.3822
Prince Edward Island | West Cape Wind Farm | 99 | WCW11 | 11 | 55 | 1800 | 80 | 80 | Vestas | V80-1.8 | 2007 | 46.7052 | -64.3762
Prince Edward Island | West Cape Wind Farm | 99 | WCW12 | 12 | 55 | 1800 | 80 | 80 | Vestas | V80-1.8 | 2009 | 46.7003 | -64.386
Prince Edward Island | West Cape Wind Farm | 99 | WCW13 | 13 | 55 | 1800 | 80 | 80 | Vestas | V80-1.8 | 2009 | 46.7001 | -64.3783
Prince Edward Island | West Cape Wind Farm | 99 | WCW14 | 14 | 55 | 1800 | 80 | 80 | Vestas | V80-1.8 | 2009 | 46.7 | -64.3697
Prince Edward Island | West Cape Wind Farm | 99 | WCW15 | 15 | 55 | 1800 | 80 | 80 | Vestas | V80-1.8 | 2009 | 46.7031 | -64.3658
Prince Edward Island | West Cape Wind Farm | 99 | WCW16 | 16 | 55 | 1800 | 80 | 80 | Vestas | V80-1.8 | 2009 | 46.6976 | -64.3979
Prince Edward Island | West Cape Wind Farm | 99 | WCW17 | 17 | 55 | 1800 | 80 | 80 | Vestas | V80-1.8 | 2009 | 46.6965 | -64.3936
Prince Edward Island | West Cape Wind Farm | 99 | WCW18 | 18 | 55 | 1800 | 80 | 80 | Vestas | V80-1.8 | 2009 | 46.6965 | -64.3878
Prince Edward Island | West Cape Wind Farm | 99 | WCW19 | 19 | 55 | 1800 | 80 | 80 | Vestas | V80-1.8 | 2009 | 46.6954 | -64.3724
Prince Edward Island | West Cape Wind Farm | 99 | WCW20 | 20 | 55 | 1800 | 80 | 80 | Vestas | V80-1.8 | 2009 | 46.6964 | -64.3672
Prince Edward Island | West Cape Wind Farm | 99 | WCW21 | 21 | 55 | 1800 | 80 | 80 | Vestas | V80-1.8 | 2009 | 46.6942 | -64.4008
Prince Edward Island | West Cape Wind Farm | 99 | WCW22 | 22 | 55 | 1800 | 80 | 80 | Vestas | V80-1.8 | 2009 | 46.6922 | -64.365
Prince Edward Island | West Cape Wind Farm | 99 | WCW23 | 23 | 55 | 1800 | 80 | 80 | Vestas | V80-1.8 | 2009 | 46.6907 | -64.3998
Prince Edward Island | West Cape Wind Farm | 99 | WCW24 | 24 | 55 | 1800 | 80 | 80 | Vestas | V80-1.8 | 2009 | 46.6912 | -64.3897
Prince Edward Island | West Cape Wind Farm | 99 | WCW25 | 25 | 55 | 1800 | 80 | 80 | Vestas | V80-1.8 | 2009 | 46.6877 | -64.4008
Prince Edward Island | West Cape Wind Farm | 99 | WCW26 | 26 | 55 | 1800 | 80 | 80 | Vestas | V80-1.8 | 2009 | 46.6889 | -64.3916
Prince Edward Island | West Cape Wind Farm | 99 | WCW27 | 27 | 55 | 1800 | 80 | 80 | Vestas | V80-1.8 | 2009 | 46.6865 | -64.3856
Prince Edward Island | West Cape Wind Farm | 99 | WCW28 | 28 | 55 | 1800 | 80 | 80 | Vestas | V80-1.8 | 2009 | 46.6881 | -64.3803
Prince Edward Island | West Cape Wind Farm | 99 | WCW29 | 29 | 55 | 1800 | 80 | 80 | Vestas | V80-1.8 | 2009 | 46.6887 | -64.3637
Prince Edward Island | West Cape Wind Farm | 99 | WCW30 | 30 | 55 | 1800 | 80 | 80 | Vestas | V80-1.8 | 2009 | 46.6811 | -64.4025
Prince Edward Island | West Cape Wind Farm | 99 | WCW31 | 31 | 55 | 1800 | 80 | 80 | Vestas | V80-1.8 | 2009 | 46.6823 | -64.3958
Prince Edward Island | West Cape Wind Farm | 99 | WCW32 | 32 | 55 | 1800 | 80 | 80 | Vestas | V80-1.8 | 2009 | 46.674 | -64.4012
Prince Edward Island | West Cape Wind Farm | 99 | WCW33 | 33 | 55 | 1800 | 80 | 80 | Vestas | V80-1.8 | 2009 | 46.6718 | -64.4038
Prince Edward Island | West Cape Wind Farm | 99 | WCW34 | 34 | 55 | 1800 | 80 | 80 | Vestas | V80-1.8 | 2009 | 46.6721 | -64.3984
Prince Edward Island | West Cape Wind Farm | 99 | WCW35 | 35 | 55 | 1800 | 80 | 80 | Vestas | V80-1.8 | 2009 | 46.6728 | -64.3943
Prince Edward Island | West Cape Wind Farm | 99 | WCW36 | 36 | 55 | 1800 | 80 | 80 | Vestas | V80-1.8 | 2009 | 46.6741 | -64.3879
Prince Edward Island | West Cape Wind Farm | 99 | WCW37 | 37 | 55 | 1800 | 80 | 80 | Vestas | V80-1.8 | 2009 | 46.6686 | -64.4032
Prince Edward Island | West Cape Wind Farm | 99 | WCW38 | 38 | 55 | 1800 | 80 | 80 | Vestas | V80-1.8 | 2009 | 46.6693 | -64.3992
Prince Edward Island | West Cape Wind Farm | 99 | WCW39 | 39 | 55 | 1800 | 80 | 80 | Vestas | V80-1.8 | 2009 | 46.6715 | -64.3841
Prince Edward Island | West Cape Wind Farm | 99 | WCW40 | 40 | 55 | 1800 | 80 | 80 | Vestas | V80-1.8 | 2009 | 46.6658 | -64.4009
Prince Edward Island | West Cape Wind Farm | 99 | WCW41 | 41 | 55 | 1800 | 80 | 80 | Vestas | V80-1.8 | 2009 | 46.6665 | -64.3969
Prince Edward Island | West Cape Wind Farm | 99 | WCW42 | 42 | 55 | 1800 | 80 | 80 | Vestas | V80-1.8 | 2009 | 46.6628 | -64.3988
Prince Edward Island | West Cape Wind Farm | 99 | WCW43 | 43 | 55 | 1800 | 80 | 80 | Vestas | V80-1.8 | 2009 | 46.6637 | -64.3943
Prince Edward Island | West Cape Wind Farm | 99 | WCW44 | 44 | 55 | 1800 | 80 | 80 | Vestas | V80-1.8 | 2009 | 46.6608 | -64.3967
Prince Edward Island | West Cape Wind Farm | 99 | WCW45 | 45 | 55 | 1800 | 80 | 80 | Vestas | V80-1.8 | 2009 | 46.6618 | -64.391
Prince Edward Island | West Cape Wind Farm | 99 | WCW46 | 46 | 55 | 1800 | 80 | 80 | Vestas | V80-1.8 | 2009 | 46.6573 | -64.3989
Prince Edward Island | West Cape Wind Farm | 99 | WCW47 | 47 | 55 | 1800 | 80 | 80 | Vestas | V80-1.8 | 2009 | 46.659 | -64.3933
Prince Edward Island | West Cape Wind Farm | 99 | WCW48 | 48 | 55 | 1800 | 80 | 80 | Vestas | V80-1.8 | 2009 | 46.6601 | -64.3878
Prince Edward Island | West Cape Wind Farm | 99 | WCW49 | 49 | 55 | 1800 | 80 | 80 | Vestas | V80-1.8 | 2009 | 46.6488 | -64.3909
Prince Edward Island | West Cape Wind Farm | 99 | WCW50 | 50 | 55 | 1800 | 80 | 80 | Vestas | V80-1.8 | 2009 | 46.6447 | -64.3877
Prince Edward Island | West Cape Wind Farm | 99 | WCW51 | 51 | 55 | 1800 | 80 | 80 | Vestas | V80-1.8 | 2009 | 46.6409 | -64.3785
Prince Edward Island | West Cape Wind Farm | 99 | WCW52 | 52 | 55 | 1800 | 80 | 80 | Vestas | V80-1.8 | 2009 | 46.6369 | -64.3871
Prince Edward Island | West Cape Wind Farm | 99 | WCW53 | 53 | 55 | 1800 | 80 | 80 | Vestas | V80-1.8 | 2009 | 46.6343 | -64.3858
Prince Edward Island | West Cape Wind Farm | 99 | WCW54 | 54 | 55 | 1800 | 80 | 80 | Vestas | V80-1.8 | 2009 | 46.6353 | -64.3771
Prince Edward Island | West Cape Wind Farm | 99 | WCW55 | 55 | 55 | 1800 | 80 | 80 | Vestas | V80-1.8 | 2009 | 46.6367 | -64.3675
Quebec | Baie-des-Sables | 109.5 | BDS1 | 1 | 73 | 1500 | 77 | 80 | General Electric | GE 1.5SLE | 2006 | 48.7428 | -67.7871
Quebec | Baie-des-Sables | 109.5 | BDS2 | 2 | 73 | 1500 | 77 | 80 | General Electric | GE 1.5SLE | 2006 | 48.7427 | -67.798
Quebec | Baie-des-Sables | 109.5 | BDS3 | 3 | 73 | 1500 | 77 | 80 | General Electric | GE 1.5SLE | 2006 | 48.7361 | -67.8059
Quebec | Baie-des-Sables | 109.5 | BDS4 | 4 | 73 | 1500 | 77 | 80 | General Electric | GE 1.5SLE | 2006 | 48.7398 | -67.7936
Quebec | Baie-des-Sables | 109.5 | BDS5 | 5 | 73 | 1500 | 77 | 80 | General Electric | GE 1.5SLE | 2006 | 48.7334 | -67.799
Quebec | Baie-des-Sables | 109.5 | BDS6 | 6 | 73 | 1500 | 77 | 80 | General Electric | GE 1.5SLE | 2006 | 48.726 | -67.793
Quebec | Baie-des-Sables | 109.5 | BDS7 | 7 | 73 | 1500 | 77 | 80 | General Electric | GE 1.5SLE | 2006 | 48.7299 | -67.8013
Quebec | Baie-des-Sables | 109.5 | BDS8 | 8 | 73 | 1500 | 77 | 80 | General Electric | GE 1.5SLE | 2006 | 48.7289 | -67.8075
Quebec | Baie-des-Sables | 109.5 | BDS9 | 9 | 73 | 1500 | 77 | 80 | General Electric | GE 1.5SLE | 2006 | 48.7283 | -67.8149
Quebec | Baie-des-Sables | 109.5 | BDS10 | 10 | 73 | 1500 | 77 | 80 | General Electric | GE 1.5SLE | 2006 | 48.7257 | -67.8168
Quebec | Baie-des-Sables | 109.5 | BDS11 | 11 | 73 | 1500 | 77 | 80 | General Electric | GE 1.5SLE | 2006 | 48.7205 | -67.8205
Quebec | Baie-des-Sables | 109.5 | BDS12 | 12 | 73 | 1500 | 77 | 80 | General Electric | GE 1.5SLE | 2006 | 48.7176 | -67.8263
Quebec | Baie-des-Sables | 109.5 | BDS13 | 13 | 73 | 1500 | 77 | 80 | General Electric | GE 1.5SLE | 2006 | 48.7147 | -67.8319
Quebec | Baie-des-Sables | 109.5 | BDS14 | 14 | 73 | 1500 | 77 | 80 | General Electric | GE 1.5SLE | 2006 | 48.7392 | -67.8378
Quebec | Baie-des-Sables | 109.5 | BDS15 | 15 | 73 | 1500 | 77 | 80 | General Electric | GE 1.5SLE | 2006 | 48.7355 | -67.8344
Quebec | Baie-des-Sables | 109.5 | BDS16 | 16 | 73 | 1500 | 77 | 80 | General Electric | GE 1.5SLE | 2006 | 48.736 | -67.8394
Quebec | Baie-des-Sables | 109.5 | BDS17 | 17 | 73 | 1500 | 77 | 80 | General Electric | GE 1.5SLE | 2006 | 48.7348 | -67.8469
Quebec | Baie-des-Sables | 109.5 | BDS18 | 18 | 73 | 1500 | 77 | 80 | General Electric | GE 1.5SLE | 2006 | 48.7329 | -67.8439
Quebec | Baie-des-Sables | 109.5 | BDS19 | 19 | 73 | 1500 | 77 | 80 | General Electric | GE 1.5SLE | 2006 | 48.7315 | -67.8396
Quebec | Baie-des-Sables | 109.5 | BDS20 | 20 | 73 | 1500 | 77 | 80 | General Electric | GE 1.5SLE | 2006 | 48.7292 | -67.8371
Quebec | Baie-des-Sables | 109.5 | BDS21 | 21 | 73 | 1500 | 77 | 80 | General Electric | GE 1.5SLE | 2006 | 48.7277 | -67.8548
Quebec | Baie-des-Sables | 109.5 | BDS22 | 22 | 73 | 1500 | 77 | 80 | General Electric | GE 1.5SLE | 2006 | 48.7251 | -67.8512
Quebec | Baie-des-Sables | 109.5 | BDS23 | 23 | 73 | 1500 | 77 | 80 | General Electric | GE 1.5SLE | 2006 | 48.7279 | -67.8648
Quebec | Baie-des-Sables | 109.5 | BDS24 | 24 | 73 | 1500 | 77 | 80 | General Electric | GE 1.5SLE | 2006 | 48.7239 | -67.8566
Quebec | Baie-des-Sables | 109.5 | BDS25 | 25 | 73 | 1500 | 77 | 80 | General Electric | GE 1.5SLE | 2006 | 48.7209 | -67.8595
Quebec | Baie-des-Sables | 109.5 | BDS26 | 26 | 73 | 1500 | 77 | 80 | General Electric | GE 1.5SLE | 2006 | 48.7186 | -67.8729
Quebec | Baie-des-Sables | 109.5 | BDS27 | 27 | 73 | 1500 | 77 | 80 | General Electric | GE 1.5SLE | 2006 | 48.7166 | -67.866
Quebec | Baie-des-Sables | 109.5 | BDS28 | 28 | 73 | 1500 | 77 | 80 | General Electric | GE 1.5SLE | 2006 | 48.7149 | -67.8714
Quebec | Baie-des-Sables | 109.5 | BDS29 | 29 | 73 | 1500 | 77 | 80 | General Electric | GE 1.5SLE | 2006 | 48.7128 | -67.8738
Quebec | Baie-des-Sables | 109.5 | BDS30 | 30 | 73 | 1500 | 77 | 80 | General Electric | GE 1.5SLE | 2006 | 48.7115 | -67.8672
Quebec | Baie-des-Sables | 109.5 | BDS31 | 31 | 73 | 1500 | 77 | 80 | General Electric | GE 1.5SLE | 2006 | 48.7121 | -67.8614
Quebec | Baie-des-Sables | 109.5 | BDS32 | 32 | 73 | 1500 | 77 | 80 | General Electric | GE 1.5SLE | 2006 | 48.6997 | -67.8972
Quebec | Baie-des-Sables | 109.5 | BDS33 | 33 | 73 | 1500 | 77 | 80 | General Electric | GE 1.5SLE | 2006 | 48.6982 | -67.8916
Quebec | Baie-des-Sables | 109.5 | BDS34 | 34 | 73 | 1500 | 77 | 80 | General Electric | GE 1.5SLE | 2006 | 48.7028 | -67.8884
Quebec | Baie-des-Sables | 109.5 | BDS35 | 35 | 73 | 1500 | 77 | 80 | General Electric | GE 1.5SLE | 2006 | 48.6954 | -67.8868
Quebec | Baie-des-Sables | 109.5 | BDS36 | 36 | 73 | 1500 | 77 | 80 | General Electric | GE 1.5SLE | 2006 | 48.6937 | -67.8897
Quebec | Baie-des-Sables | 109.5 | BDS37 | 37 | 73 | 1500 | 77 | 80 | General Electric | GE 1.5SLE | 2006 | 48.6918 | -67.8941
Quebec | Baie-des-Sables | 109.5 | BDS38 | 38 | 73 | 1500 | 77 | 80 | General Electric | GE 1.5SLE | 2006 | 48.6896 | -67.8979
Quebec | Baie-des-Sables | 109.5 | BDS39 | 39 | 73 | 1500 | 77 | 80 | General Electric | GE 1.5SLE | 2006 | 48.6915 | -67.8685
Quebec | Baie-des-Sables | 109.5 | BDS40 | 40 | 73 | 1500 | 77 | 80 | General Electric | GE 1.5SLE | 2006 | 48.6851 | -67.8743
Quebec | Baie-des-Sables | 109.5 | BDS41 | 41 | 73 | 1500 | 77 | 80 | General Electric | GE 1.5SLE | 2006 | 48.68 | -67.8803
Quebec | Baie-des-Sables | 109.5 | BDS42 | 42 | 73 | 1500 | 77 | 80 | General Electric | GE 1.5SLE | 2006 | 48.6773 | -67.882
Quebec | Baie-des-Sables | 109.5 | BDS43 | 43 | 73 | 1500 | 77 | 80 | General Electric | GE 1.5SLE | 2006 | 48.6759 | -67.8775
Quebec | Baie-des-Sables | 109.5 | BDS44 | 44 | 73 | 1500 | 77 | 80 | General Electric | GE 1.5SLE | 2006 | 48.6738 | -67.889
Quebec | Baie-des-Sables | 109.5 | BDS45 | 45 | 73 | 1500 | 77 | 80 | General Electric | GE 1.5SLE | 2006 | 48.6716 | -67.8908
Quebec | Baie-des-Sables | 109.5 | BDS46 | 46 | 73 | 1500 | 77 | 80 | General Electric | GE 1.5SLE | 2006 | 48.6687 | -67.8853
Quebec | Baie-des-Sables | 109.5 | BDS47 | 47 | 73 | 1500 | 77 | 80 | General Electric | GE 1.5SLE | 2006 | 48.6677 | -67.8923
Quebec | Baie-des-Sables | 109.5 | BDS48 | 48 | 73 | 1500 | 77 | 80 | General Electric | GE 1.5SLE | 2006 | 48.6843 | -67.8549
Quebec | Baie-des-Sables | 109.5 | BDS49 | 49 | 73 | 1500 | 77 | 80 | General Electric | GE 1.5SLE | 2006 | 48.6788 | -67.8598
Quebec | Baie-des-Sables | 109.5 | BDS50 | 50 | 73 | 1500 | 77 | 80 | General Electric | GE 1.5SLE | 2006 | 48.6682 | -67.8765
Quebec | Baie-des-Sables | 109.5 | BDS51 | 51 | 73 | 1500 | 77 | 80 | General Electric | GE 1.5SLE | 2006 | 48.6621 | -67.9011
Quebec | Baie-des-Sables | 109.5 | BDS52 | 52 | 73 | 1500 | 77 | 80 | General Electric | GE 1.5SLE | 2006 | 48.7096 | -67.8955
Quebec | Baie-des-Sables | 109.5 | BDS53 | 53 | 73 | 1500 | 77 | 80 | General Electric | GE 1.5SLE | 2006 | 48.7079 | -67.898
Quebec | Baie-des-Sables | 109.5 | BDS54 | 54 | 73 | 1500 | 77 | 80 | General Electric | GE 1.5SLE | 2006 | 48.7055 | -67.9007
Quebec | Baie-des-Sables | 109.5 | BDS55 | 55 | 73 | 1500 | 77 | 80 | General Electric | GE 1.5SLE | 2006 | 48.704 | -67.9039
Quebec | Baie-des-Sables | 109.5 | BDS56 | 56 | 73 | 1500 | 77 | 80 | General Electric | GE 1.5SLE | 2006 | 48.7012 | -67.9082
Quebec | Baie-des-Sables | 109.5 | BDS57 | 57 | 73 | 1500 | 77 | 80 | General Electric | GE 1.5SLE | 2006 | 48.6804 | -67.9093
Quebec | Baie-des-Sables | 109.5 | BDS58 | 58 | 73 | 1500 | 77 | 80 | General Electric | GE 1.5SLE | 2006 | 48.6881 | -67.9196
Quebec | Baie-des-Sables | 109.5 | BDS59 | 59 | 73 | 1500 | 77 | 80 | General Electric | GE 1.5SLE | 2006 | 48.689 | -67.9284
Quebec | Baie-des-Sables | 109.5 | BDS60 | 60 | 73 | 1500 | 77 | 80 | General Electric | GE 1.5SLE | 2006 | 48.6869 | -67.9264
Quebec | Baie-des-Sables | 109.5 | BDS61 | 61 | 73 | 1500 | 77 | 80 | General Electric | GE 1.5SLE | 2006 | 48.6869 | -67.9335
Quebec | Baie-des-Sables | 109.5 | BDS62 | 62 | 73 | 1500 | 77 | 80 | General Electric | GE 1.5SLE | 2006 | 48.6844 | -67.93
Quebec | Baie-des-Sables | 109.5 | BDS63 | 63 | 73 | 1500 | 77 | 80 | General Electric | GE 1.5SLE | 2006 | 48.6822 | -67.9355
Quebec | Baie-des-Sables | 109.5 | BDS64 | 64 | 73 | 1500 | 77 | 80 | General Electric | GE 1.5SLE | 2006 | 48.6841 | -67.9387
Quebec | Baie-des-Sables | 109.5 | BDS65 | 65 | 73 | 1500 | 77 | 80 | General Electric | GE 1.5SLE | 2006 | 48.6821 | -67.9438
Quebec | Baie-des-Sables | 109.5 | BDS66 | 66 | 73 | 1500 | 77 | 80 | General Electric | GE 1.5SLE | 2006 | 48.6786 | -67.9414
Quebec | Baie-des-Sables | 109.5 | BDS67 | 67 | 73 | 1500 | 77 | 80 | General Electric | GE 1.5SLE | 2006 | 48.6755 | -67.9451
Quebec | Baie-des-Sables | 109.5 | BDS68 | 68 | 73 | 1500 | 77 | 80 | General Electric | GE 1.5SLE | 2006 | 48.6724 | -67.9478
Quebec | Baie-des-Sables | 109.5 | BDS69 | 69 | 73 | 1500 | 77 | 80 | General Electric | GE 1.5SLE | 2006 | 48.6699 | -67.9506
Quebec | Baie-des-Sables | 109.5 | BDS70 | 70 | 73 | 1500 | 77 | 80 | General Electric | GE 1.5SLE | 2006 | 48.6723 | -67.9547
Quebec | Baie-des-Sables | 109.5 | BDS71 | 71 | 73 | 1500 | 77 | 80 | General Electric | GE 1.5SLE | 2006 | 48.6678 | -67.9547
Quebec | Baie-des-Sables | 109.5 | BDS72 | 72 | 73 | 1500 | 77 | 80 | General Electric | GE 1.5SLE | 2006 | 48.6657 | -67.9538
Quebec | Baie-des-Sables | 109.5 | BDS73 | 73 | 73 | 1500 | 77 | 80 | General Electric | GE 1.5SLE | 2006 | 48.6947 | -67.8987
Quebec | Carleton | 109.5 | CAR1 | 1 | 73 | 1500 | 77 | 80 | General Electric | GE 1.5SLE | 2008 | 48.175 | -66.1454
Quebec | Carleton | 109.5 | CAR2 | 2 | 73 | 1500 | 77 | 80 | General Electric | GE 1.5SLE | 2008 | 48.1786 | -66.1489
Quebec | Carleton | 109.5 | CAR3 | 3 | 73 | 1500 | 77 | 80 | General Electric | GE 1.5SLE | 2008 | 48.1808 | -66.1496
Quebec | Carleton | 109.5 | CAR4 | 4 | 73 | 1500 | 77 | 80 | General Electric | GE 1.5SLE | 2008 | 48.1826 | -66.1485
Quebec | Carleton | 109.5 | CAR5 | 5 | 73 | 1500 | 77 | 80 | General Electric | GE 1.5SLE | 2008 | 48.1714 | -66.1498
Quebec | Carleton | 109.5 | CAR6 | 6 | 73 | 1500 | 77 | 80 | General Electric | GE 1.5SLE | 2008 | 48.1691 | -66.1477
Quebec | Carleton | 109.5 | CAR7 | 7 | 73 | 1500 | 77 | 80 | General Electric | GE 1.5SLE | 2008 | 48.1666 | -66.1478
Quebec | Carleton | 109.5 | CAR8 | 8 | 73 | 1500 | 77 | 80 | General Electric | GE 1.5SLE | 2008 | 48.1654 | -66.1432
Quebec | Carleton | 109.5 | CAR9 | 9 | 73 | 1500 | 77 | 80 | General Electric | GE 1.5SLE | 2008 | 48.1622 | -66.1407
Quebec | Carleton | 109.5 | CAR10 | 10 | 73 | 1500 | 77 | 80 | General Electric | GE 1.5SLE | 2008 | 48.1604 | -66.1423
Quebec | Carleton | 109.5 | CAR11 | 11 | 73 | 1500 | 77 | 80 | General Electric | GE 1.5SLE | 2008 | 48.1778 | -66.1281
Quebec | Carleton | 109.5 | CAR12 | 12 | 73 | 1500 | 77 | 80 | General Electric | GE 1.5SLE | 2008 | 48.1757 | -66.1292
Quebec | Carleton | 109.5 | CAR13 | 13 | 73 | 1500 | 77 | 80 | General Electric | GE 1.5SLE | 2008 | 48.1737 | -66.1307
Quebec | Carleton | 109.5 | CAR14 | 14 | 73 | 1500 | 77 | 80 | General Electric | GE 1.5SLE | 2008 | 48.1716 | -66.1312
Quebec | Carleton | 109.5 | CAR15 | 15 | 73 | 1500 | 77 | 80 | General Electric | GE 1.5SLE | 2008 | 48.1831 | -66.1321
Quebec | Carleton | 109.5 | CAR16 | 16 | 73 | 1500 | 77 | 80 | General Electric | GE 1.5SLE | 2008 | 48.1819 | -66.124
Quebec | Carleton | 109.5 | CAR17 | 17 | 73 | 1500 | 77 | 80 | General Electric | GE 1.5SLE | 2008 | 48.1679 | -66.1253
Quebec | Carleton | 109.5 | CAR18 | 18 | 73 | 1500 | 77 | 80 | General Electric | GE 1.5SLE | 2008 | 48.1658 | -66.1239
Quebec | Carleton | 109.5 | CAR19 | 19 | 73 | 1500 | 77 | 80 | General Electric | GE 1.5SLE | 2008 | 48.164 | -66.1218
Quebec | Carleton | 109.5 | CAR20 | 20 | 73 | 1500 | 77 | 80 | General Electric | GE 1.5SLE | 2008 | 48.1647 | -66.1282
Quebec | Carleton | 109.5 | CAR21 | 21 | 73 | 1500 | 77 | 80 | General Electric | GE 1.5SLE | 2008 | 48.163 | -66.1259
Quebec | Carleton | 109.5 | CAR22 | 22 | 73 | 1500 | 77 | 80 | General Electric | GE 1.5SLE | 2008 | 48.1555 | -66.129
Quebec | Carleton | 109.5 | CAR23 | 23 | 73 | 1500 | 77 | 80 | General Electric | GE 1.5SLE | 2008 | 48.1553 | -66.1161
Quebec | Carleton | 109.5 | CAR24 | 24 | 73 | 1500 | 77 | 80 | General Electric | GE 1.5SLE | 2008 | 48.1574 | -66.1153
Quebec | Carleton | 109.5 | CAR25 | 25 | 73 | 1500 | 77 | 80 | General Electric | GE 1.5SLE | 2008 | 48.1595 | -66.115
Quebec | Carleton | 109.5 | CAR26 | 26 | 73 | 1500 | 77 | 80 | General Electric | GE 1.5SLE | 2008 | 48.1617 | -66.1149
Quebec | Carleton | 109.5 | CAR27 | 27 | 73 | 1500 | 77 | 80 | General Electric | GE 1.5SLE | 2008 | 48.1631 | -66.1035
Quebec | Carleton | 109.5 | CAR28 | 28 | 73 | 1500 | 77 | 80 | General Electric | GE 1.5SLE | 2008 | 48.1655 | -66.1045
Quebec | Carleton | 109.5 | CAR29 | 29 | 73 | 1500 | 77 | 80 | General Electric | GE 1.5SLE | 2008 | 48.1676 | -66.104
Quebec | Carleton | 109.5 | CAR30 | 30 | 73 | 1500 | 77 | 80 | General Electric | GE 1.5SLE | 2008 | 48.17 | -66.104
Quebec | Carleton | 109.5 | CAR31 | 31 | 73 | 1500 | 77 | 80 | General Electric | GE 1.5SLE | 2008 | 48.1719 | -66.1069
Quebec | Carleton | 109.5 | CAR32 | 32 | 73 | 1500 | 77 | 80 | General Electric | GE 1.5SLE | 2008 | 48.1854 | -66.1328
Quebec | Carleton | 109.5 | CAR33 | 33 | 73 | 1500 | 77 | 80 | General Electric | GE 1.5SLE | 2008 | 48.1881 | -66.1343
Quebec | Carleton | 109.5 | CAR34 | 34 | 73 | 1500 | 77 | 80 | General Electric | GE 1.5SLE | 2008 | 48.1938 | -66.1402
Quebec | Carleton | 109.5 | CAR35 | 35 | 73 | 1500 | 77 | 80 | General Electric | GE 1.5SLE | 2008 | 48.2004 | -66.1372
Quebec | Carleton | 109.5 | CAR36 | 36 | 73 | 1500 | 77 | 80 | General Electric | GE 1.5SLE | 2008 | 48.1851 | -66.103
Quebec | Carleton | 109.5 | CAR37 | 37 | 73 | 1500 | 77 | 80 | General Electric | GE 1.5SLE | 2008 | 48.1872 | -66.1035
Quebec | Carleton | 109.5 | CAR38 | 38 | 73 | 1500 | 77 | 80 | General Electric | GE 1.5SLE | 2008 | 48.1892 | -66.1047
Quebec | Carleton | 109.5 | CAR39 | 39 | 73 | 1500 | 77 | 80 | General Electric | GE 1.5SLE | 2008 | 48.1942 | -66.108
Quebec | Carleton | 109.5 | CAR40 | 40 | 73 | 1500 | 77 | 80 | General Electric | GE 1.5SLE | 2008 | 48.1935 | -66.1125
Quebec | Carleton | 109.5 | CAR41 | 41 | 73 | 1500 | 77 | 80 | General Electric | GE 1.5SLE | 2008 | 48.1942 | -66.1136
Quebec | Carleton | 109.5 | CAR42 | 42 | 73 | 1500 | 77 | 80 | General Electric | GE 1.5SLE | 2008 | 48.1986 | -66.1154
Quebec | Carleton | 109.5 | CAR43 | 43 | 73 | 1500 | 77 | 80 | General Electric | GE 1.5SLE | 2008 | 48.2005 | -66.1181
Quebec | Carleton | 109.5 | CAR44 | 44 | 73 | 1500 | 77 | 80 | General Electric | GE 1.5SLE | 2008 | 48.1972 | -66.161
Quebec | Carleton | 109.5 | CAR45 | 45 | 73 | 1500 | 77 | 80 | General Electric | GE 1.5SLE | 2008 | 48.2013 | -66.1566
Quebec | Carleton | 109.5 | CAR46 | 46 | 73 | 1500 | 77 | 80 | General Electric | GE 1.5SLE | 2008 | 48.2031 | -66.1554
Quebec | Carleton | 109.5 | CAR47 | 47 | 73 | 1500 | 77 | 80 | General Electric | GE 1.5SLE | 2008 | 48.2049 | -66.1544
Quebec | Carleton | 109.5 | CAR48 | 48 | 73 | 1500 | 77 | 80 | General Electric | GE 1.5SLE | 2008 | 48.2067 | -66.1526
Quebec | Carleton | 109.5 | CAR49 | 49 | 73 | 1500 | 77 | 80 | General Electric | GE 1.5SLE | 2008 | 48.2113 | -66.1612
Quebec | Carleton | 109.5 | CAR50 | 50 | 73 | 1500 | 77 | 80 | General Electric | GE 1.5SLE | 2008 | 48.2155 | -66.1594
Quebec | Carleton | 109.5 | CAR51 | 51 | 73 | 1500 | 77 | 80 | General Electric | GE 1.5SLE | 2008 | 48.2175 | -66.1575
Quebec | Carleton | 109.5 | CAR52 | 52 | 73 | 1500 | 77 | 80 | General Electric | GE 1.5SLE | 2008 | 48.2115 | -66.1479
Quebec | Carleton | 109.5 | CAR53 | 53 | 73 | 1500 | 77 | 80 | General Electric | GE 1.5SLE | 2008 | 48.2136 | -66.1473
Quebec | Carleton | 109.5 | CAR54 | 54 | 73 | 1500 | 77 | 80 | General Electric | GE 1.5SLE | 2008 | 48.2156 | -66.1465
Quebec | Carleton | 109.5 | CAR55 | 55 | 73 | 1500 | 77 | 80 | General Electric | GE 1.5SLE | 2008 | 48.2236 | -66.1469
Quebec | Carleton | 109.5 | CAR56 | 56 | 73 | 1500 | 77 | 80 | General Electric | GE 1.5SLE | 2008 | 48.2285 | -66.145
Quebec | Carleton | 109.5 | CAR57 | 57 | 73 | 1500 | 77 | 80 | General Electric | GE 1.5SLE | 2008 | 48.2193 | -66.1292
Quebec | Carleton | 109.5 | CAR58 | 58 | 73 | 1500 | 77 | 80 | General Electric | GE 1.5SLE | 2008 | 48.2213 | -66.1274
Quebec | Carleton | 109.5 | CAR59 | 59 | 73 | 1500 | 77 | 80 | General Electric | GE 1.5SLE | 2008 | 48.2201 | -66.1409
Quebec | Carleton | 109.5 | CAR60 | 60 | 73 | 1500 | 77 | 80 | General Electric | GE 1.5SLE | 2008 | 48.222 | -66.1389
Quebec | Carleton | 109.5 | CAR61 | 61 | 73 | 1500 | 77 | 80 | General Electric | GE 1.5SLE | 2008 | 48.2238 | -66.1363
Quebec | Carleton | 109.5 | CAR62 | 62 | 73 | 1500 | 77 | 80 | General Electric | GE 1.5SLE | 2008 | 48.226 | -66.1348
Quebec | Carleton | 109.5 | CAR63 | 63 | 73 | 1500 | 77 | 80 | General Electric | GE 1.5SLE | 2008 | 48.2282 | -66.1335
Quebec | Carleton | 109.5 | CAR64 | 64 | 73 | 1500 | 77 | 80 | General Electric | GE 1.5SLE | 2008 | 48.2302 | -66.1312
Quebec | Carleton | 109.5 | CAR65 | 65 | 73 | 1500 | 77 | 80 | General Electric | GE 1.5SLE | 2008 | 48.2317 | -66.1294
Quebec | Carleton | 109.5 | CAR66 | 66 | 73 | 1500 | 77 | 80 | General Electric | GE 1.5SLE | 2008 | 48.2314 | -66.1112
Quebec | Carleton | 109.5 | CAR67 | 67 | 73 | 1500 | 77 | 80 | General Electric | GE 1.5SLE | 2008 | 48.2336 | -66.1122
Quebec | Carleton | 109.5 | CAR68 | 68 | 73 | 1500 | 77 | 80 | General Electric | GE 1.5SLE | 2008 | 48.2414 | -66.1433
Quebec | Carleton | 109.5 | CAR69 | 69 | 73 | 1500 | 77 | 80 | General Electric | GE 1.5SLE | 2008 | 48.242 | -66.1237
Quebec | Carleton | 109.5 | CAR70 | 70 | 73 | 1500 | 77 | 80 | General Electric | GE 1.5SLE | 2008 | 48.244 | -66.1235
Quebec | Carleton | 109.5 | CAR71 | 71 | 73 | 1500 | 77 | 80 | General Electric | GE 1.5SLE | 2008 | 48.2463 | -66.1231
Quebec | Carleton | 109.5 | CAR72 | 72 | 73 | 1500 | 77 | 80 | General Electric | GE 1.5SLE | 2008 | 48.2481 | -66.1224
Quebec | Carleton | 109.5 | CAR73 | 73 | 73 | 1500 | 77 | 80 | General Electric | GE 1.5SLE | 2008 | 48.2503 | -66.1215
Quebec | Côte-de-Beaupré | 23.5 | CBD1 | 1 | 10 | 2350 | 92 | 85 | Enercon | E92-2.35 | 2015 | 47.282 | -70.8831
Quebec | Côte-de-Beaupré | 23.5 | CBD2 | 2 | 10 | 2350 | 92 | 85 | Enercon | E92-2.35 | 2015 | 47.278 | -70.885
Quebec | Côte-de-Beaupré | 23.5 | CBD3 | 3 | 10 | 2350 | 92 | 85 | Enercon | E92-2.35 | 2015 | 47.285 | -70.8837
Quebec | Côte-de-Beaupré | 23.5 | CBD4 | 4 | 10 | 2350 | 92 | 85 | Enercon | E92-2.35 | 2015 | 47.2996 | -70.8811
Quebec | Côte-de-Beaupré | 23.5 | CBD5 | 5 | 10 | 2350 | 92 | 85 | Enercon | E92-2.35 | 2015 | 47.2895 | -70.8826
Quebec | Côte-de-Beaupré | 23.5 | CBD6 | 6 | 10 | 2350 | 92 | 85 | Enercon | E92-2.35 | 2015 | 47.2937 | -70.8815
Quebec | Côte-de-Beaupré | 23.5 | CBD7 | 7 | 10 | 2350 | 92 | 85 | Enercon | E92-2.35 | 2015 | 47.3063 | -70.8724
Quebec | Côte-de-Beaupré | 23.5 | CBD8 | 8 | 10 | 2350 | 92 | 85 | Enercon | E92-2.35 | 2015 | 47.2965 | -70.8809
Quebec | Côte-de-Beaupré | 23.5 | CBD9 | 9 | 10 | 2350 | 92 | 85 | Enercon | E92-2.35 | 2015 | 47.3093 | -70.8721
Quebec | Côte-de-Beaupré | 23.5 | CBD10 | 10 | 10 | 2350 | 92 | 85 | Enercon | E92-2.35 | 2015 | 47.3122 | -70.8703
Quebec | De l'Érable | 100 | ERA1 | 1 | 50 | 2000 | 82 | 85-98 | Enercon | E82-2.0 | 2013 | 46.1531 | -71.647 | 10 with hub height of 98m, 40 with hub height of 85 m
Quebec | De l'Érable | 100 | ERA2 | 2 | 50 | 2000 | 82 | 85-98 | Enercon | E82-2.0 | 2013 | 46.1636 | -71.6488 | 10 with hub height of 98m, 40 with hub height of 85 m
Quebec | De l'Érable | 100 | ERA3 | 3 | 50 | 2000 | 82 | 85-98 | Enercon | E82-2.0 | 2013 | 46.1615 | -71.6505 | 10 with hub height of 98m, 40 with hub height of 85 m
Quebec | De l'Érable | 100 | ERA4 | 4 | 50 | 2000 | 82 | 85-98 | Enercon | E82-2.0 | 2013 | 46.1592 | -71.6518 | 10 with hub height of 98m, 40 with hub height of 85 m
Quebec | De l'Érable | 100 | ERA5 | 5 | 50 | 2000 | 82 | 85-98 | Enercon | E82-2.0 | 2013 | 46.1273 | -71.6845 | 10 with hub height of 98m, 40 with hub height of 85 m
Quebec | De l'Érable | 100 | ERA6 | 6 | 50 | 2000 | 82 | 85-98 | Enercon | E82-2.0 | 2013 | 46.1291 | -71.6808 | 10 with hub height of 98m, 40 with hub height of 85 m
Quebec | De l'Érable | 100 | ERA7 | 7 | 50 | 2000 | 82 | 85-98 | Enercon | E82-2.0 | 2013 | 46.1313 | -71.6768 | 10 with hub height of 98m, 40 with hub height of 85 m
Quebec | De l'Érable | 100 | ERA8 | 8 | 50 | 2000 | 82 | 85-98 | Enercon | E82-2.0 | 2013 | 46.1234 | -71.6857 | 10 with hub height of 98m, 40 with hub height of 85 m
Quebec | De l'Érable | 100 | ERA9 | 9 | 50 | 2000 | 82 | 85-98 | Enercon | E82-2.0 | 2013 | 46.1204 | -71.6889 | 10 with hub height of 98m, 40 with hub height of 85 m
Quebec | De l'Érable | 100 | ERA10 | 10 | 50 | 2000 | 82 | 85-98 | Enercon | E82-2.0 | 2013 | 46.1123 | -71.6621 | 10 with hub height of 98m, 40 with hub height of 85 m
Quebec | De l'Érable | 100 | ERA11 | 11 | 50 | 2000 | 82 | 85-98 | Enercon | E82-2.0 | 2013 | 46.1104 | -71.6589 | 10 with hub height of 98m, 40 with hub height of 85 m
Quebec | De l'Érable | 100 | ERA12 | 12 | 50 | 2000 | 82 | 85-98 | Enercon | E82-2.0 | 2013 | 46.108 | -71.6577 | 10 with hub height of 98m, 40 with hub height of 85 m
Quebec | De l'Érable | 100 | ERA13 | 13 | 50 | 2000 | 82 | 85-98 | Enercon | E82-2.0 | 2013 | 46.1054 | -71.6582 | 10 with hub height of 98m, 40 with hub height of 85 m
Quebec | De l'Érable | 100 | ERA14 | 14 | 50 | 2000 | 82 | 85-98 | Enercon | E82-2.0 | 2013 | 46.0995 | -71.659 | 10 with hub height of 98m, 40 with hub height of 85 m
Quebec | De l'Érable | 100 | ERA15 | 15 | 50 | 2000 | 82 | 85-98 | Enercon | E82-2.0 | 2013 | 46.1033 | -71.667 | 10 with hub height of 98m, 40 with hub height of 85 m
Quebec | De l'Érable | 100 | ERA16 | 16 | 50 | 2000 | 82 | 85-98 | Enercon | E82-2.0 | 2013 | 46.0939 | -71.6919 | 10 with hub height of 98m, 40 with hub height of 85 m
Quebec | De l'Érable | 100 | ERA17 | 17 | 50 | 2000 | 82 | 85-98 | Enercon | E82-2.0 | 2013 | 46.096 | -71.6926 | 10 with hub height of 98m, 40 with hub height of 85 m
Quebec | De l'Érable | 100 | ERA18 | 18 | 50 | 2000 | 82 | 85-98 | Enercon | E82-2.0 | 2013 | 46.0941 | -71.7084 | 10 with hub height of 98m, 40 with hub height of 85 m
Quebec | De l'Érable | 100 | ERA19 | 19 | 50 | 2000 | 82 | 85-98 | Enercon | E82-2.0 | 2013 | 46.0954 | -71.7048 | 10 with hub height of 98m, 40 with hub height of 85 m
Quebec | De l'Érable | 100 | ERA20 | 20 | 50 | 2000 | 82 | 85-98 | Enercon | E82-2.0 | 2013 | 46.098 | -71.7037 | 10 with hub height of 98m, 40 with hub height of 85 m
Quebec | De l'Érable | 100 | ERA21 | 21 | 50 | 2000 | 82 | 85-98 | Enercon | E82-2.0 | 2013 | 46.0996 | -71.7223 | 10 with hub height of 98m, 40 with hub height of 85 m
Quebec | De l'Érable | 100 | ERA22 | 22 | 50 | 2000 | 82 | 85-98 | Enercon | E82-2.0 | 2013 | 46.1024 | -71.7179 | 10 with hub height of 98m, 40 with hub height of 85 m
Quebec | De l'Érable | 100 | ERA23 | 23 | 50 | 2000 | 82 | 85-98 | Enercon | E82-2.0 | 2013 | 46.1296 | -71.697 | 10 with hub height of 98m, 40 with hub height of 85 m
Quebec | De l'Érable | 100 | ERA24 | 24 | 50 | 2000 | 82 | 85-98 | Enercon | E82-2.0 | 2013 | 46.1266 | -71.7006 | 10 with hub height of 98m, 40 with hub height of 85 m
Quebec | De l'Érable | 100 | ERA25 | 25 | 50 | 2000 | 82 | 85-98 | Enercon | E82-2.0 | 2013 | 46.1299 | -71.7101 | 10 with hub height of 98m, 40 with hub height of 85 m
Quebec | De l'Érable | 100 | ERA26 | 26 | 50 | 2000 | 82 | 85-98 | Enercon | E82-2.0 | 2013 | 46.1335 | -71.7181 | 10 with hub height of 98m, 40 with hub height of 85 m
Quebec | De l'Érable | 100 | ERA27 | 27 | 50 | 2000 | 82 | 85-98 | Enercon | E82-2.0 | 2013 | 46.1357 | -71.7176 | 10 with hub height of 98m, 40 with hub height of 85 m
Quebec | De l'Érable | 100 | ERA28 | 28 | 50 | 2000 | 82 | 85-98 | Enercon | E82-2.0 | 2013 | 46.0768 | -71.5787 | 10 with hub height of 98m, 40 with hub height of 85 m
Quebec | De l'Érable | 100 | ERA29 | 29 | 50 | 2000 | 82 | 85-98 | Enercon | E82-2.0 | 2013 | 46.0744 | -71.5792 | 10 with hub height of 98m, 40 with hub height of 85 m
Quebec | De l'Érable | 100 | ERA30 | 30 | 50 | 2000 | 82 | 85-98 | Enercon | E82-2.0 | 2013 | 46.0718 | -71.5784 | 10 with hub height of 98m, 40 with hub height of 85 m
Quebec | De l'Érable | 100 | ERA31 | 31 | 50 | 2000 | 82 | 85-98 | Enercon | E82-2.0 | 2013 | 46.095 | -71.6131 | 10 with hub height of 98m, 40 with hub height of 85 m
Quebec | De l'Érable | 100 | ERA32 | 32 | 50 | 2000 | 82 | 85-98 | Enercon | E82-2.0 | 2013 | 46.0926 | -71.6138 | 10 with hub height of 98m, 40 with hub height of 85 m
Quebec | De l'Érable | 100 | ERA33 | 33 | 50 | 2000 | 82 | 85-98 | Enercon | E82-2.0 | 2013 | 46.0899 | -71.6212 | 10 with hub height of 98m, 40 with hub height of 85 m
Quebec | De l'Érable | 100 | ERA34 | 34 | 50 | 2000 | 82 | 85-98 | Enercon | E82-2.0 | 2013 | 46.0868 | -71.6221 | 10 with hub height of 98m, 40 with hub height of 85 m
Quebec | De l'Érable | 100 | ERA35 | 35 | 50 | 2000 | 82 | 85-98 | Enercon | E82-2.0 | 2013 | 46.0841 | -71.6232 | 10 with hub height of 98m, 40 with hub height of 85 m
Quebec | De l'Érable | 100 | ERA36 | 36 | 50 | 2000 | 82 | 85-98 | Enercon | E82-2.0 | 2013 | 46.0812 | -71.6245 | 10 with hub height of 98m, 40 with hub height of 85 m
Quebec | De l'Érable | 100 | ERA37 | 37 | 50 | 2000 | 82 | 85-98 | Enercon | E82-2.0 | 2013 | 46.0792 | -71.6279 | 10 with hub height of 98m, 40 with hub height of 85 m
Quebec | De l'Érable | 100 | ERA38 | 38 | 50 | 2000 | 82 | 85-98 | Enercon | E82-2.0 | 2013 | 46.0801 | -71.6401 | 10 with hub height of 98m, 40 with hub height of 85 m
Quebec | De l'Érable | 100 | ERA39 | 39 | 50 | 2000 | 82 | 85-98 | Enercon | E82-2.0 | 2013 | 46.0821 | -71.6423 | 10 with hub height of 98m, 40 with hub height of 85 m
Quebec | De l'Érable | 100 | ERA40 | 40 | 50 | 2000 | 82 | 85-98 | Enercon | E82-2.0 | 2013 | 46.0885 | -71.6388 | 10 with hub height of 98m, 40 with hub height of 85 m
Quebec | De l'Érable | 100 | ERA41 | 41 | 50 | 2000 | 82 | 85-98 | Enercon | E82-2.0 | 2013 | 46.0865 | -71.6367 | 10 with hub height of 98m, 40 with hub height of 85 m
Quebec | De l'Érable | 100 | ERA42 | 42 | 50 | 2000 | 82 | 85-98 | Enercon | E82-2.0 | 2013 | 46.0422 | -71.6402 | 10 with hub height of 98m, 40 with hub height of 85 m
Quebec | De l'Érable | 100 | ERA43 | 43 | 50 | 2000 | 82 | 85-98 | Enercon | E82-2.0 | 2013 | 46.0497 | -71.6312 | 10 with hub height of 98m, 40 with hub height of 85 m
Quebec | De l'Érable | 100 | ERA44 | 44 | 50 | 2000 | 82 | 85-98 | Enercon | E82-2.0 | 2013 | 46.0528 | -71.6342 | 10 with hub height of 98m, 40 with hub height of 85 m
Quebec | De l'Érable | 100 | ERA45 | 45 | 50 | 2000 | 82 | 85-98 | Enercon | E82-2.0 | 2013 | 46.0456 | -71.6385 | 10 with hub height of 98m, 40 with hub height of 85 m
Quebec | De l'Érable | 100 | ERA46 | 46 | 50 | 2000 | 82 | 85-98 | Enercon | E82-2.0 | 2013 | 46.0434 | -71.6175 | 10 with hub height of 98m, 40 with hub height of 85 m
Quebec | De l'Érable | 100 | ERA47 | 47 | 50 | 2000 | 82 | 85-98 | Enercon | E82-2.0 | 2013 | 46.0406 | -71.6175 | 10 with hub height of 98m, 40 with hub height of 85 m
Quebec | De l'Érable | 100 | ERA48 | 48 | 50 | 2000 | 82 | 85-98 | Enercon | E82-2.0 | 2013 | 46.0375 | -71.6204 | 10 with hub height of 98m, 40 with hub height of 85 m
Quebec | De l'Érable | 100 | ERA49 | 49 | 50 | 2000 | 82 | 85-98 | Enercon | E82-2.0 | 2013 | 46.0344 | -71.6214 | 10 with hub height of 98m, 40 with hub height of 85 m
Quebec | De l'Érable | 100 | ERA50 | 50 | 50 | 2000 | 82 | 85-98 | Enercon | E82-2.0 | 2013 | 46.0329 | -71.6237 | 10 with hub height of 98m, 40 with hub height of 85 m
Quebec | Des Cultures (Parc Éolien) | 24 | DCE1 | 1 | 6 | 4000 | 138.25 | 131 | Enercon | E138-4.2 | 2022 | 45.2266 | -73.6183 | Turbine derated from 4.20 MW
Quebec | Des Cultures (Parc Éolien) | 24 | DCE2 | 2 | 6 | 4000 | 138.25 | 131 | Enercon | E138-4.2 | 2022 | 45.2222 | -73.6189 | Turbine derated from 4.20 MW
Quebec | Des Cultures (Parc Éolien) | 24 | DCE3 | 3 | 6 | 4000 | 138.25 | 131 | Enercon | E138-4.2 | 2022 | 45.2167 | -73.6226 | Turbine derated from 4.20 MW
Quebec | Des Cultures (Parc Éolien) | 24 | DCE4 | 4 | 6 | 4000 | 138.25 | 131 | Enercon | E138-4.2 | 2022 | 45.2188 | -73.6085 | Turbine derated from 4.20 MW
Quebec | Des Cultures (Parc Éolien) | 24 | DCE5 | 5 | 6 | 4000 | 138.25 | 131 | Enercon | E138-4.2 | 2022 | 45.2149 | -73.6071 | Turbine derated from 4.20 MW
Quebec | Des Cultures (Parc Éolien) | 24 | DCE6 | 6 | 6 | 4000 | 138.25 | 131 | Enercon | E138-4.2 | 2022 | 45.2136 | -73.6143 | Turbine derated from 4.20 MW
Quebec | Des Moulins I | 156.85 | DMO1 | 1 | 68 | 2300 | 82 | 98 | Enercon | E82-2.3 | 2013 | 46.217 | -71.287
Quebec | Des Moulins I | 156.85 | DMO2 | 2 | 68 | 2300 | 82 | 98 | Enercon | E82-2.3 | 2013 | 46.1691 | -71.3054
Quebec | Des Moulins I | 156.85 | DMO3 | 3 | 68 | 2300 | 82 | 98 | Enercon | E82-2.3 | 2013 | 46.1726 | -71.305
Quebec | Des Moulins I | 156.85 | DMO4 | 4 | 68 | 2300 | 82 | 98 | Enercon | E82-2.3 | 2013 | 46.1707 | -71.3004
Quebec | Des Moulins I | 156.85 | DMO5 | 5 | 68 | 2300 | 82 | 98 | Enercon | E82-2.3 | 2013 | 46.1503 | -71.3172
Quebec | Des Moulins I | 156.85 | DMO6 | 6 | 68 | 2300 | 82 | 98 | Enercon | E82-2.3 | 2013 | 46.1483 | -71.3118
Quebec | Des Moulins I | 156.85 | DMO7 | 7 | 68 | 2300 | 82 | 98 | Enercon | E82-2.3 | 2013 | 46.1458 | -71.3085
Quebec | Des Moulins I | 156.85 | DMO8 | 8 | 68 | 2300 | 82 | 98 | Enercon | E82-2.3 | 2013 | 46.1423 | -71.31
Quebec | Des Moulins I | 156.85 | DMO9 | 9 | 68 | 2300 | 82 | 98 | Enercon | E82-2.3 | 2013 | 46.1478 | -71.3197
Quebec | Des Moulins I | 156.85 | DMO10 | 10 | 68 | 2300 | 82 | 98 | Enercon | E82-2.3 | 2013 | 46.1453 | -71.3164
Quebec | Des Moulins I | 156.85 | DMO11 | 11 | 68 | 2300 | 82 | 98 | Enercon | E82-2.3 | 2013 | 46.1387 | -71.314
Quebec | Des Moulins I | 156.85 | DMO12 | 12 | 68 | 2300 | 82 | 98 | Enercon | E82-2.3 | 2013 | 46.1344 | -71.3182
Quebec | Des Moulins I | 156.85 | DMO13 | 13 | 68 | 2300 | 82 | 98 | Enercon | E82-2.3 | 2013 | 46.1309 | -71.3172
Quebec | Des Moulins I | 156.85 | DMO14 | 14 | 68 | 2300 | 82 | 98 | Enercon | E82-2.3 | 2013 | 46.1428 | -71.3377
Quebec | Des Moulins I | 156.85 | DMO15 | 15 | 68 | 2300 | 82 | 98 | Enercon | E82-2.3 | 2013 | 46.1422 | -71.3323
Quebec | Des Moulins I | 156.85 | DMO16 | 16 | 68 | 2300 | 82 | 98 | Enercon | E82-2.3 | 2013 | 46.139 | -71.3354
Quebec | Des Moulins I | 156.85 | DMO17 | 17 | 68 | 2300 | 82 | 98 | Enercon | E82-2.3 | 2013 | 46.1487 | -71.3416
Quebec | Des Moulins I | 156.85 | DMO18 | 18 | 68 | 2300 | 82 | 98 | Enercon | E82-2.3 | 2013 | 46.1513 | -71.3391
Quebec | Des Moulins I | 156.85 | DMO19 | 19 | 68 | 2300 | 82 | 98 | Enercon | E82-2.3 | 2013 | 46.1497 | -71.3339
Quebec | Des Moulins I | 156.85 | DMO20 | 20 | 68 | 2300 | 82 | 98 | Enercon | E82-2.3 | 2013 | 46.1691 | -71.3561
Quebec | Des Moulins I | 156.85 | DMO21 | 21 | 68 | 2300 | 82 | 98 | Enercon | E82-2.3 | 2013 | 46.1509 | -71.3741
Quebec | Des Moulins I | 156.85 | DMO22 | 22 | 68 | 2300 | 82 | 98 | Enercon | E82-2.3 | 2013 | 46.1542 | -71.3753
Quebec | Des Moulins I | 156.85 | DMO23 | 23 | 68 | 2300 | 82 | 98 | Enercon | E82-2.3 | 2013 | 46.1565 | -71.3722
Quebec | Des Moulins I | 156.85 | DMO24 | 24 | 68 | 2300 | 82 | 98 | Enercon | E82-2.3 | 2013 | 46.1574 | -71.3777
Quebec | Des Moulins I | 156.85 | DMO25 | 25 | 68 | 2300 | 82 | 98 | Enercon | E82-2.3 | 2013 | 46.1555 | -71.3817
Quebec | Des Moulins I | 156.85 | DMO26 | 26 | 68 | 2300 | 82 | 98 | Enercon | E82-2.3 | 2013 | 46.1625 | -71.384
Quebec | Des Moulins I | 156.85 | DMO27 | 27 | 68 | 2300 | 82 | 98 | Enercon | E82-2.3 | 2013 | 46.1846 | -71.3643
Quebec | Des Moulins I | 156.85 | DMO28 | 28 | 68 | 2300 | 82 | 98 | Enercon | E82-2.3 | 2013 | 46.188 | -71.3665
Quebec | Des Moulins I | 156.85 | DMO29 | 29 | 68 | 2300 | 82 | 98 | Enercon | E82-2.3 | 2013 | 46.1669 | -71.3885
Quebec | Des Moulins I | 156.85 | DMO30 | 30 | 68 | 2300 | 82 | 98 | Enercon | E82-2.3 | 2013 | 46.1707 | -71.3881
Quebec | Des Moulins I | 156.85 | DMO31 | 31 | 68 | 2300 | 82 | 98 | Enercon | E82-2.3 | 2013 | 46.1693 | -71.393
Quebec | Des Moulins I | 156.85 | DMO32 | 32 | 68 | 2300 | 82 | 98 | Enercon | E82-2.3 | 2013 | 46.173 | -71.4015
Quebec | Des Moulins I | 156.85 | DMO33 | 33 | 68 | 2300 | 82 | 98 | Enercon | E82-2.3 | 2013 | 46.1775 | -71.4002
Quebec | Des Moulins I | 156.85 | DMO34 | 34 | 68 | 2300 | 82 | 98 | Enercon | E82-2.3 | 2013 | 46.179 | -71.4062
Quebec | Des Moulins I | 156.85 | DMO35 | 35 | 68 | 2300 | 82 | 98 | Enercon | E82-2.3 | 2013 | 46.188 | -71.4072
Quebec | Des Moulins I | 156.85 | DMO36 | 36 | 68 | 2300 | 82 | 98 | Enercon | E82-2.3 | 2013 | 46.1919 | -71.4049
Quebec | Des Moulins I | 156.85 | DMO37 | 37 | 68 | 2300 | 82 | 98 | Enercon | E82-2.3 | 2013 | 46.19 | -71.4114
Quebec | Des Moulins I | 156.85 | DMO38 | 38 | 68 | 2300 | 82 | 98 | Enercon | E82-2.3 | 2013 | 46.195 | -71.4064
Quebec | Des Moulins I | 156.85 | DMO39 | 39 | 68 | 2300 | 82 | 98 | Enercon | E82-2.3 | 2013 | 46.1934 | -71.4109
Quebec | Des Moulins I | 156.85 | DMO40 | 40 | 68 | 2300 | 82 | 98 | Enercon | E82-2.3 | 2013 | 46.1963 | -71.4131
Quebec | Des Moulins I | 156.85 | DMO41 | 41 | 68 | 2300 | 82 | 98 | Enercon | E82-2.3 | 2013 | 46.1981 | -71.4191
Quebec | Des Moulins I | 156.85 | DMO42 | 42 | 68 | 2300 | 82 | 98 | Enercon | E82-2.3 | 2013 | 46.2011 | -71.4128
Quebec | Des Moulins I | 156.85 | DMO43 | 43 | 68 | 2300 | 82 | 98 | Enercon | E82-2.3 | 2013 | 46.1989 | -71.409
Quebec | Des Moulins I | 156.85 | DMO44 | 44 | 68 | 2300 | 82 | 98 | Enercon | E82-2.3 | 2013 | 46.2025 | -71.4084
Quebec | Des Moulins I | 156.85 | DMO45 | 45 | 68 | 2300 | 82 | 98 | Enercon | E82-2.3 | 2013 | 46.206 | -71.4083
Quebec | Des Moulins I | 156.85 | DMO46 | 46 | 68 | 2300 | 82 | 98 | Enercon | E82-2.3 | 2013 | 46.209 | -71.4053
Quebec | Des Moulins I | 156.85 | DMO47 | 47 | 68 | 2300 | 82 | 98 | Enercon | E82-2.3 | 2013 | 46.2135 | -71.2863
Quebec | Des Moulins I | 156.85 | DMO48 | 48 | 68 | 2300 | 82 | 98 | Enercon | E82-2.3 | 2013 | 46.2097 | -71.2889
Quebec | Des Moulins I | 156.85 | DMO49 | 49 | 68 | 2300 | 82 | 98 | Enercon | E82-2.3 | 2013 | 46.2098 | -71.2957
Quebec | Des Moulins I | 156.85 | DMO50 | 50 | 68 | 2300 | 82 | 98 | Enercon | E82-2.3 | 2013 | 46.2043 | -71.2857
Quebec | Des Moulins I | 156.85 | DMO51 | 51 | 68 | 2300 | 82 | 98 | Enercon | E82-2.3 | 2013 | 46.2022 | -71.2766
Quebec | Des Moulins I | 156.85 | DMO52 | 52 | 68 | 2300 | 82 | 98 | Enercon | E82-2.3 | 2013 | 46.1998 | -71.2805
Quebec | Des Moulins I | 156.85 | DMO53 | 53 | 68 | 2300 | 82 | 98 | Enercon | E82-2.3 | 2013 | 46.1974 | -71.2837
Quebec | Des Moulins I | 156.85 | DMO54 | 54 | 68 | 2300 | 82 | 98 | Enercon | E82-2.3 | 2013 | 46.1952 | -71.2795
Quebec | Des Moulins I | 156.85 | DMO55 | 55 | 68 | 2300 | 82 | 98 | Enercon | E82-2.3 | 2013 | 46.201 | -71.271
Quebec | Des Moulins I | 156.85 | DMO56 | 56 | 68 | 2300 | 82 | 98 | Enercon | E82-2.3 | 2013 | 46.1963 | -71.2726
Quebec | Des Moulins I | 156.85 | DMO57 | 57 | 68 | 2300 | 82 | 98 | Enercon | E82-2.3 | 2013 | 46.2005 | -71.4237
Quebec | Des Moulins I | 156.85 | DMO58 | 58 | 68 | 2300 | 82 | 98 | Enercon | E82-2.3 | 2013 | 46.1352 | -71.3359
Quebec | Des Moulins I | 156.85 | DMO59 | 59 | 68 | 2300 | 82 | 98 | Enercon | E82-2.3 | 2013 | 46.1316 | -71.3309
Quebec | Des Moulins II | 156.85 | DMO60 | 60 | 68 | 2350 | 92 | 85 | Enercon | E92-2.35 | 2014 | 48.0536 | -67.5007
Quebec | Des Moulins II | 156.85 | DMO61 | 61 | 68 | 2350 | 92 | 85 | Enercon | E92-2.35 | 2014 | 48.0353 | -67.5069
Quebec | Des Moulins II | 156.85 | DMO62 | 62 | 68 | 2350 | 92 | 85 | Enercon | E92-2.35 | 2014 | 48.0431 | -67.5267
Quebec | Des Moulins II | 156.85 | DMO63 | 63 | 68 | 2350 | 92 | 85 | Enercon | E92-2.35 | 2014 | 48.046 | -67.5359
Quebec | Des Moulins II | 156.85 | DMO64 | 64 | 68 | 2350 | 92 | 85 | Enercon | E92-2.35 | 2014 | 48.0469 | -67.5395
Quebec | Des Moulins II | 156.85 | DMO65 | 65 | 68 | 2350 | 92 | 85 | Enercon | E92-2.35 | 2014 | 48.0367 | -67.5524
Quebec | Des Moulins II | 156.85 | DMO66 | 66 | 68 | 2350 | 92 | 85 | Enercon | E92-2.35 | 2014 | 48.0332 | -67.554
Quebec | Des Moulins II | 156.85 | DMO67 | 67 | 68 | 2350 | 92 | 85 | Enercon | E92-2.35 | 2014 | 48.0331 | -67.5484
Quebec | Des Moulins II | 156.85 | DMO68 | 68 | 68 | 2350 | 92 | 85 | Enercon | E92-2.35 | 2014 | 48.0316 | -67.5446
Quebec | Frampton | 24 | FRM1 | 1 | 12 | 2000 | 82 | 83 | Enercon | E82-2.0 | 2015 | 46.4475 | -70.7381
Quebec | Frampton | 24 | FRM2 | 2 | 12 | 2000 | 82 | 83 | Enercon | E82-2.0 | 2015 | 46.4418 | -70.7356
Quebec | Frampton | 24 | FRM3 | 3 | 12 | 2000 | 82 | 83 | Enercon | E82-2.0 | 2015 | 46.4444 | -70.7368
Quebec | Frampton | 24 | FRM4 | 4 | 12 | 2000 | 82 | 83 | Enercon | E82-2.0 | 2015 | 46.4501 | -70.738
Quebec | Frampton | 24 | FRM5 | 5 | 12 | 2000 | 82 | 83 | Enercon | E82-2.0 | 2015 | 46.4529 | -70.7391
Quebec | Frampton | 24 | FRM6 | 6 | 12 | 2000 | 82 | 83 | Enercon | E82-2.0 | 2015 | 46.4387 | -70.7362
Quebec | Frampton | 24 | FRM7 | 7 | 12 | 2000 | 82 | 83 | Enercon | E82-2.0 | 2015 | 46.444 | -70.7427
Quebec | Frampton | 24 | FRM8 | 8 | 12 | 2000 | 82 | 83 | Enercon | E82-2.0 | 2015 | 46.441 | -70.7414
Quebec | Frampton | 24 | FRM9 | 9 | 12 | 2000 | 82 | 83 | Enercon | E82-2.0 | 2015 | 46.4373 | -70.7415
Quebec | Frampton | 24 | FRM10 | 10 | 12 | 2000 | 82 | 83 | Enercon | E82-2.0 | 2015 | 46.4331 | -70.7308
Quebec | Frampton | 24 | FRM11 | 11 | 12 | 2000 | 82 | 83 | Enercon | E82-2.0 | 2015 | 46.4304 | -70.7309
Quebec | Frampton | 24 | FRM12 | 12 | 12 | 2000 | 82 | 83 | Enercon | E82-2.0 | 2015 | 46.4279 | -70.7325
Quebec | Gros-Morne | 211.5 | GRM1 | 1 | 141 | 1500 | 77 | 80 | General Electric | GE 1.5SLE | 2011/2012 | 49.238 | -65.4189
Quebec | Gros-Morne | 211.5 | GRM2 | 2 | 141 | 1500 | 77 | 80 | General Electric | GE 1.5SLE | 2011/2012 | 49.2373 | -65.4286
Quebec | Gros-Morne | 211.5 | GRM3 | 3 | 141 | 1500 | 77 | 80 | General Electric | GE 1.5SLE | 2011/2012 | 49.2354 | -65.4283
Quebec | Gros-Morne | 211.5 | GRM4 | 4 | 141 | 1500 | 77 | 80 | General Electric | GE 1.5SLE | 2011/2012 | 49.2333 | -65.4233
Quebec | Gros-Morne | 211.5 | GRM5 | 5 | 141 | 1500 | 77 | 80 | General Electric | GE 1.5SLE | 2011/2012 | 49.2313 | -65.4221
Quebec | Gros-Morne | 211.5 | GRM6 | 6 | 141 | 1500 | 77 | 80 | General Electric | GE 1.5SLE | 2011/2012 | 49.2293 | -65.4197
Quebec | Gros-Morne | 211.5 | GRM7 | 7 | 141 | 1500 | 77 | 80 | General Electric | GE 1.5SLE | 2011/2012 | 49.2239 | -65.4215
Quebec | Gros-Morne | 211.5 | GRM8 | 8 | 141 | 1500 | 77 | 80 | General Electric | GE 1.5SLE | 2011/2012 | 49.2247 | -65.4144
Quebec | Gros-Morne | 211.5 | GRM9 | 9 | 141 | 1500 | 77 | 80 | General Electric | GE 1.5SLE | 2011/2012 | 49.2205 | -65.4166
Quebec | Gros-Morne | 211.5 | GRM10 | 10 | 141 | 1500 | 77 | 80 | General Electric | GE 1.5SLE | 2011/2012 | 49.2202 | -65.4211
Quebec | Gros-Morne | 211.5 | GRM11 | 11 | 141 | 1500 | 77 | 80 | General Electric | GE 1.5SLE | 2011/2012 | 49.2327 | -65.4336
Quebec | Gros-Morne | 211.5 | GRM12 | 12 | 141 | 1500 | 77 | 80 | General Electric | GE 1.5SLE | 2011/2012 | 49.2311 | -65.4336
Quebec | Gros-Morne | 211.5 | GRM13 | 13 | 141 | 1500 | 77 | 80 | General Electric | GE 1.5SLE | 2011/2012 | 49.2277 | -65.4337
Quebec | Gros-Morne | 211.5 | GRM14 | 14 | 141 | 1500 | 77 | 80 | General Electric | GE 1.5SLE | 2011/2012 | 49.2257 | -65.4339
Quebec | Gros-Morne | 211.5 | GRM15 | 15 | 141 | 1500 | 77 | 80 | General Electric | GE 1.5SLE | 2011/2012 | 49.2237 | -65.4334
Quebec | Gros-Morne | 211.5 | GRM16 | 16 | 141 | 1500 | 77 | 80 | General Electric | GE 1.5SLE | 2011/2012 | 49.2216 | -65.4329
Quebec | Gros-Morne | 211.5 | GRM17 | 17 | 141 | 1500 | 77 | 80 | General Electric | GE 1.5SLE | 2011/2012 | 49.2196 | -65.4329
Quebec | Gros-Morne | 211.5 | GRM18 | 18 | 141 | 1500 | 77 | 80 | General Electric | GE 1.5SLE | 2011/2012 | 49.2175 | -65.4326
Quebec | Gros-Morne | 211.5 | GRM19 | 19 | 141 | 1500 | 77 | 80 | General Electric | GE 1.5SLE | 2011/2012 | 49.2155 | -65.4324
Quebec | Gros-Morne | 211.5 | GRM20 | 20 | 141 | 1500 | 77 | 80 | General Electric | GE 1.5SLE | 2011/2012 | 49.2134 | -65.4322
Quebec | Gros-Morne | 211.5 | GRM21 | 21 | 141 | 1500 | 77 | 80 | General Electric | GE 1.5SLE | 2011/2012 | 49.2108 | -65.4306
Quebec | Gros-Morne | 211.5 | GRM22 | 22 | 141 | 1500 | 77 | 80 | General Electric | GE 1.5SLE | 2011/2012 | 49.209 | -65.4307
Quebec | Gros-Morne | 211.5 | GRM23 | 23 | 141 | 1500 | 77 | 80 | General Electric | GE 1.5SLE | 2011/2012 | 49.2068 | -65.4312
Quebec | Gros-Morne | 211.5 | GRM24 | 24 | 141 | 1500 | 77 | 80 | General Electric | GE 1.5SLE | 2011/2012 | 49.2048 | -65.4326
Quebec | Gros-Morne | 211.5 | GRM25 | 25 | 141 | 1500 | 77 | 80 | General Electric | GE 1.5SLE | 2011/2012 | 49.203 | -65.4348
Quebec | Gros-Morne | 211.5 | GRM26 | 26 | 141 | 1500 | 77 | 80 | General Electric | GE 1.5SLE | 2011/2012 | 49.2004 | -65.4305
Quebec | Gros-Morne | 211.5 | GRM27 | 27 | 141 | 1500 | 77 | 80 | General Electric | GE 1.5SLE | 2011/2012 | 49.1983 | -65.43
Quebec | Gros-Morne | 211.5 | GRM28 | 28 | 141 | 1500 | 77 | 80 | General Electric | GE 1.5SLE | 2011/2012 | 49.1961 | -65.4294
Quebec | Gros-Morne | 211.5 | GRM29 | 29 | 141 | 1500 | 77 | 80 | General Electric | GE 1.5SLE | 2011/2012 | 49.1941 | -65.4288
Quebec | Gros-Morne | 211.5 | GRM30 | 30 | 141 | 1500 | 77 | 80 | General Electric | GE 1.5SLE | 2011/2012 | 49.1916 | -65.4279
Quebec | Gros-Morne | 211.5 | GRM31 | 31 | 141 | 1500 | 77 | 80 | General Electric | GE 1.5SLE | 2011/2012 | 49.1897 | -65.427
Quebec | Gros-Morne | 211.5 | GRM32 | 32 | 141 | 1500 | 77 | 80 | General Electric | GE 1.5SLE | 2011/2012 | 49.1862 | -65.4254
Quebec | Gros-Morne | 211.5 | GRM33 | 33 | 141 | 1500 | 77 | 80 | General Electric | GE 1.5SLE | 2011/2012 | 49.1882 | -65.4183
Quebec | Gros-Morne | 211.5 | GRM34 | 34 | 141 | 1500 | 77 | 80 | General Electric | GE 1.5SLE | 2011/2012 | 49.1863 | -65.417
Quebec | Gros-Morne | 211.5 | GRM35 | 35 | 141 | 1500 | 77 | 80 | General Electric | GE 1.5SLE | 2011/2012 | 49.1789 | -65.42
Quebec | Gros-Morne | 211.5 | GRM36 | 36 | 141 | 1500 | 77 | 80 | General Electric | GE 1.5SLE | 2011/2012 | 49.1769 | -65.4183
Quebec | Gros-Morne | 211.5 | GRM37 | 37 | 141 | 1500 | 77 | 80 | General Electric | GE 1.5SLE | 2011/2012 | 49.1739 | -65.4185
Quebec | Gros-Morne | 211.5 | GRM38 | 38 | 141 | 1500 | 77 | 80 | General Electric | GE 1.5SLE | 2011/2012 | 49.1759 | -65.4092
Quebec | Gros-Morne | 211.5 | GRM39 | 39 | 141 | 1500 | 77 | 80 | General Electric | GE 1.5SLE | 2011/2012 | 49.2252 | -65.3974
Quebec | Gros-Morne | 211.5 | GRM40 | 40 | 141 | 1500 | 77 | 80 | General Electric | GE 1.5SLE | 2011/2012 | 49.2261 | -65.3934
Quebec | Gros-Morne | 211.5 | GRM41 | 41 | 141 | 1500 | 77 | 80 | General Electric | GE 1.5SLE | 2011/2012 | 49.2087 | -65.4076
Quebec | Gros-Morne | 211.5 | GRM42 | 42 | 141 | 1500 | 77 | 80 | General Electric | GE 1.5SLE | 2011/2012 | 49.2121 | -65.4044
Quebec | Gros-Morne | 211.5 | GRM43 | 43 | 141 | 1500 | 77 | 80 | General Electric | GE 1.5SLE | 2011/2012 | 49.2145 | -65.3955
Quebec | Gros-Morne | 211.5 | GRM44 | 44 | 141 | 1500 | 77 | 80 | General Electric | GE 1.5SLE | 2011/2012 | 49.2163 | -65.3872
Quebec | Gros-Morne | 211.5 | GRM45 | 45 | 141 | 1500 | 77 | 80 | General Electric | GE 1.5SLE | 2011/2012 | 49.2143 | -65.3845
Quebec | Gros-Morne | 211.5 | GRM46 | 46 | 141 | 1500 | 77 | 80 | General Electric | GE 1.5SLE | 2011/2012 | 49.202 | -65.4012
Quebec | Gros-Morne | 211.5 | GRM47 | 47 | 141 | 1500 | 77 | 80 | General Electric | GE 1.5SLE | 2011/2012 | 49.2078 | -65.3655
Quebec | Gros-Morne | 211.5 | GRM48 | 48 | 141 | 1500 | 77 | 80 | General Electric | GE 1.5SLE | 2011/2012 | 49.2045 | -65.3684
Quebec | Gros-Morne | 211.5 | GRM49 | 49 | 141 | 1500 | 77 | 80 | General Electric | GE 1.5SLE | 2011/2012 | 49.2025 | -65.3666
Quebec | Gros-Morne | 211.5 | GRM50 | 50 | 141 | 1500 | 77 | 80 | General Electric | GE 1.5SLE | 2011/2012 | 49.2028 | -65.3789
Quebec | Gros-Morne | 211.5 | GRM51 | 51 | 141 | 1500 | 77 | 80 | General Electric | GE 1.5SLE | 2011/2012 | 49.2007 | -65.3791
Quebec | Gros-Morne | 211.5 | GRM52 | 52 | 141 | 1500 | 77 | 80 | General Electric | GE 1.5SLE | 2011/2012 | 49.1935 | -65.376
Quebec | Gros-Morne | 211.5 | GRM53 | 53 | 141 | 1500 | 77 | 80 | General Electric | GE 1.5SLE | 2011/2012 | 49.1923 | -65.3803
Quebec | Gros-Morne | 211.5 | GRM54 | 54 | 141 | 1500 | 77 | 80 | General Electric | GE 1.5SLE | 2011/2012 | 49.1917 | -65.3848
Quebec | Gros-Morne | 211.5 | GRM55 | 55 | 141 | 1500 | 77 | 80 | General Electric | GE 1.5SLE | 2011/2012 | 49.1904 | -65.3888
Quebec | Gros-Morne | 211.5 | GRM56 | 56 | 141 | 1500 | 77 | 80 | General Electric | GE 1.5SLE | 2011/2012 | 49.2359 | -65.4867
Quebec | Gros-Morne | 211.5 | GRM57 | 57 | 141 | 1500 | 77 | 80 | General Electric | GE 1.5SLE | 2011/2012 | 49.2369 | -65.4923
Quebec | Gros-Morne | 211.5 | GRM58 | 58 | 141 | 1500 | 77 | 80 | General Electric | GE 1.5SLE | 2011/2012 | 49.2349 | -65.4918
Quebec | Gros-Morne | 211.5 | GRM59 | 59 | 141 | 1500 | 77 | 80 | General Electric | GE 1.5SLE | 2011/2012 | 49.2329 | -65.4914
Quebec | Gros-Morne | 211.5 | GRM60 | 60 | 141 | 1500 | 77 | 80 | General Electric | GE 1.5SLE | 2011/2012 | 49.2308 | -65.4906
Quebec | Gros-Morne | 211.5 | GRM61 | 61 | 141 | 1500 | 77 | 80 | General Electric | GE 1.5SLE | 2011/2012 | 49.2258 | -65.4851
Quebec | Gros-Morne | 211.5 | GRM62 | 62 | 141 | 1500 | 77 | 80 | General Electric | GE 1.5SLE | 2011/2012 | 49.2268 | -65.4762
Quebec | Gros-Morne | 211.5 | GRM63 | 63 | 141 | 1500 | 77 | 80 | General Electric | GE 1.5SLE | 2011/2012 | 49.2248 | -65.4757
Quebec | Gros-Morne | 211.5 | GRM64 | 64 | 141 | 1500 | 77 | 80 | General Electric | GE 1.5SLE | 2011/2012 | 49.2262 | -65.4642
Quebec | Gros-Morne | 211.5 | GRM65 | 65 | 141 | 1500 | 77 | 80 | General Electric | GE 1.5SLE | 2011/2012 | 49.2229 | -65.466
Quebec | Gros-Morne | 211.5 | GRM66 | 66 | 141 | 1500 | 77 | 80 | General Electric | GE 1.5SLE | 2011/2012 | 49.2218 | -65.4725
Quebec | Gros-Morne | 211.5 | GRM67 | 67 | 141 | 1500 | 77 | 80 | General Electric | GE 1.5SLE | 2011/2012 | 49.2371 | -65.4997
Quebec | Gros-Morne | 211.5 | GRM68 | 68 | 141 | 1500 | 77 | 80 | General Electric | GE 1.5SLE | 2011/2012 | 49.235 | -65.4991
Quebec | Gros-Morne | 211.5 | GRM69 | 69 | 141 | 1500 | 77 | 80 | General Electric | GE 1.5SLE | 2011/2012 | 49.2318 | -65.4978
Quebec | Gros-Morne | 211.5 | GRM70 | 70 | 141 | 1500 | 77 | 80 | General Electric | GE 1.5SLE | 2011/2012 | 49.2299 | -65.4971
Quebec | Gros-Morne | 211.5 | GRM71 | 71 | 141 | 1500 | 77 | 80 | General Electric | GE 1.5SLE | 2011/2012 | 49.2278 | -65.4944
Quebec | Gros-Morne | 211.5 | GRM72 | 72 | 141 | 1500 | 77 | 80 | General Electric | GE 1.5SLE | 2011/2012 | 49.2256 | -65.4942
Quebec | Gros-Morne | 211.5 | GRM73 | 73 | 141 | 1500 | 77 | 80 | General Electric | GE 1.5SLE | 2011/2012 | 49.2236 | -65.4936
Quebec | Gros-Morne | 211.5 | GRM74 | 74 | 141 | 1500 | 77 | 80 | General Electric | GE 1.5SLE | 2011/2012 | 49.222 | -65.5002
Quebec | Gros-Morne | 211.5 | GRM75 | 75 | 141 | 1500 | 77 | 80 | General Electric | GE 1.5SLE | 2011/2012 | 49.2193 | -65.4998
Quebec | Gros-Morne | 211.5 | GRM76 | 76 | 141 | 1500 | 77 | 80 | General Electric | GE 1.5SLE | 2011/2012 | 49.2169 | -65.4995
Quebec | Gros-Morne | 211.5 | GRM77 | 77 | 141 | 1500 | 77 | 80 | General Electric | GE 1.5SLE | 2011/2012 | 49.2193 | -65.4915
Quebec | Gros-Morne | 211.5 | GRM78 | 78 | 141 | 1500 | 77 | 80 | General Electric | GE 1.5SLE | 2011/2012 | 49.2173 | -65.4902
Quebec | Gros-Morne | 211.5 | GRM79 | 79 | 141 | 1500 | 77 | 80 | General Electric | GE 1.5SLE | 2011/2012 | 49.2153 | -65.4854
Quebec | Gros-Morne | 211.5 | GRM80 | 80 | 141 | 1500 | 77 | 80 | General Electric | GE 1.5SLE | 2011/2012 | 49.2144 | -65.4806
Quebec | Gros-Morne | 211.5 | GRM81 | 81 | 141 | 1500 | 77 | 80 | General Electric | GE 1.5SLE | 2011/2012 | 49.2201 | -65.484
Quebec | Gros-Morne | 211.5 | GRM82 | 82 | 141 | 1500 | 77 | 80 | General Electric | GE 1.5SLE | 2011/2012 | 49.2233 | -65.4834
Quebec | Gros-Morne | 211.5 | GRM83 | 83 | 141 | 1500 | 77 | 80 | General Electric | GE 1.5SLE | 2011/2012 | 49.221 | -65.4798
Quebec | Gros-Morne | 211.5 | GRM84 | 84 | 141 | 1500 | 77 | 80 | General Electric | GE 1.5SLE | 2011/2012 | 49.2237 | -65.5126
Quebec | Gros-Morne | 211.5 | GRM85 | 85 | 141 | 1500 | 77 | 80 | General Electric | GE 1.5SLE | 2011/2012 | 49.2219 | -65.5091
Quebec | Gros-Morne | 211.5 | GRM86 | 86 | 141 | 1500 | 77 | 80 | General Electric | GE 1.5SLE | 2011/2012 | 49.2147 | -65.5
Quebec | Gros-Morne | 211.5 | GRM87 | 87 | 141 | 1500 | 77 | 80 | General Electric | GE 1.5SLE | 2011/2012 | 49.2127 | -65.4993
Quebec | Gros-Morne | 211.5 | GRM88 | 88 | 141 | 1500 | 77 | 80 | General Electric | GE 1.5SLE | 2011/2012 | 49.2098 | -65.5168
Quebec | Gros-Morne | 211.5 | GRM89 | 89 | 141 | 1500 | 77 | 80 | General Electric | GE 1.5SLE | 2011/2012 | 49.2111 | -65.5075
Quebec | Gros-Morne | 211.5 | GRM90 | 90 | 141 | 1500 | 77 | 80 | General Electric | GE 1.5SLE | 2011/2012 | 49.2075 | -65.5054
Quebec | Gros-Morne | 211.5 | GRM91 | 91 | 141 | 1500 | 77 | 80 | General Electric | GE 1.5SLE | 2011/2012 | 49.2084 | -65.4973
Quebec | Gros-Morne | 211.5 | GRM92 | 92 | 141 | 1500 | 77 | 80 | General Electric | GE 1.5SLE | 2011/2012 | 49.2059 | -65.4957
Quebec | Gros-Morne | 211.5 | GRM93 | 93 | 141 | 1500 | 77 | 80 | General Electric | GE 1.5SLE | 2011/2012 | 49.2028 | -65.4947
Quebec | Gros-Morne | 211.5 | GRM94 | 94 | 141 | 1500 | 77 | 80 | General Electric | GE 1.5SLE | 2011/2012 | 49.2006 | -65.4934
Quebec | Gros-Morne | 211.5 | GRM95 | 95 | 141 | 1500 | 77 | 80 | General Electric | GE 1.5SLE | 2011/2012 | 49.1985 | -65.4922
Quebec | Gros-Morne | 211.5 | GRM96 | 96 | 141 | 1500 | 77 | 80 | General Electric | GE 1.5SLE | 2011/2012 | 49.1963 | -65.4923
Quebec | Gros-Morne | 211.5 | GRM97 | 97 | 141 | 1500 | 77 | 80 | General Electric | GE 1.5SLE | 2011/2012 | 49.1995 | -65.5162
Quebec | Gros-Morne | 211.5 | GRM98 | 98 | 141 | 1500 | 77 | 80 | General Electric | GE 1.5SLE | 2011/2012 | 49.1975 | -65.5152
Quebec | Gros-Morne | 211.5 | GRM99 | 99 | 141 | 1500 | 77 | 80 | General Electric | GE 1.5SLE | 2011/2012 | 49.2002 | -65.5103
Quebec | Gros-Morne | 211.5 | GRM100 | 100 | 141 | 1500 | 77 | 80 | General Electric | GE 1.5SLE | 2011/2012 | 49.2005 | -65.5053
Quebec | Gros-Morne | 211.5 | GRM101 | 101 | 141 | 1500 | 77 | 80 | General Electric | GE 1.5SLE | 2011/2012 | 49.1983 | -65.5047
Quebec | Gros-Morne | 211.5 | GRM102 | 102 | 141 | 1500 | 77 | 80 | General Electric | GE 1.5SLE | 2011/2012 | 49.1962 | -65.503
Quebec | Gros-Morne | 211.5 | GRM103 | 103 | 141 | 1500 | 77 | 80 | General Electric | GE 1.5SLE | 2011/2012 | 49.194 | -65.5018
Quebec | Gros-Morne | 211.5 | GRM104 | 104 | 141 | 1500 | 77 | 80 | General Electric | GE 1.5SLE | 2011/2012 | 49.1919 | -65.5006
Quebec | Gros-Morne | 211.5 | GRM105 | 105 | 141 | 1500 | 77 | 80 | General Electric | GE 1.5SLE | 2011/2012 | 49.1898 | -65.4993
Quebec | Gros-Morne | 211.5 | GRM106 | 106 | 141 | 1500 | 77 | 80 | General Electric | GE 1.5SLE | 2011/2012 | 49.1936 | -65.5124
Quebec | Gros-Morne | 211.5 | GRM107 | 107 | 141 | 1500 | 77 | 80 | General Electric | GE 1.5SLE | 2011/2012 | 49.1917 | -65.5133
Quebec | Gros-Morne | 211.5 | GRM108 | 108 | 141 | 1500 | 77 | 80 | General Electric | GE 1.5SLE | 2011/2012 | 49.1896 | -65.5136
Quebec | Gros-Morne | 211.5 | GRM109 | 109 | 141 | 1500 | 77 | 80 | General Electric | GE 1.5SLE | 2011/2012 | 49.1867 | -65.509
Quebec | Gros-Morne | 211.5 | GRM110 | 110 | 141 | 1500 | 77 | 80 | General Electric | GE 1.5SLE | 2011/2012 | 49.185 | -65.5023
Quebec | Gros-Morne | 211.5 | GRM111 | 111 | 141 | 1500 | 77 | 80 | General Electric | GE 1.5SLE | 2011/2012 | 49.1828 | -65.502
Quebec | Gros-Morne | 211.5 | GRM112 | 112 | 141 | 1500 | 77 | 80 | General Electric | GE 1.5SLE | 2011/2012 | 49.1793 | -65.5023
Quebec | Gros-Morne | 211.5 | GRM113 | 113 | 141 | 1500 | 77 | 80 | General Electric | GE 1.5SLE | 2011/2012 | 49.1774 | -65.5014
Quebec | Gros-Morne | 211.5 | GRM114 | 114 | 141 | 1500 | 77 | 80 | General Electric | GE 1.5SLE | 2011/2012 | 49.1752 | -65.5006
Quebec | Gros-Morne | 211.5 | GRM115 | 115 | 141 | 1500 | 77 | 80 | General Electric | GE 1.5SLE | 2011/2012 | 49.1732 | -65.5004
Quebec | Gros-Morne | 211.5 | GRM116 | 116 | 141 | 1500 | 77 | 80 | General Electric | GE 1.5SLE | 2011/2012 | 49.1767 | -65.5118
Quebec | Gros-Morne | 211.5 | GRM117 | 117 | 141 | 1500 | 77 | 80 | General Electric | GE 1.5SLE | 2011/2012 | 49.1748 | -65.5111
Quebec | Gros-Morne | 211.5 | GRM118 | 118 | 141 | 1500 | 77 | 80 | General Electric | GE 1.5SLE | 2011/2012 | 49.1867 | -65.4947
Quebec | Gros-Morne | 211.5 | GRM119 | 119 | 141 | 1500 | 77 | 80 | General Electric | GE 1.5SLE | 2011/2012 | 49.1836 | -65.4914
Quebec | Gros-Morne | 211.5 | GRM120 | 120 | 141 | 1500 | 77 | 80 | General Electric | GE 1.5SLE | 2011/2012 | 49.1815 | -65.4901
Quebec | Gros-Morne | 211.5 | GRM121 | 121 | 141 | 1500 | 77 | 80 | General Electric | GE 1.5SLE | 2011/2012 | 49.1794 | -65.4883
Quebec | Gros-Morne | 211.5 | GRM122 | 122 | 141 | 1500 | 77 | 80 | General Electric | GE 1.5SLE | 2011/2012 | 49.1775 | -65.4877
Quebec | Gros-Morne | 211.5 | GRM123 | 123 | 141 | 1500 | 77 | 80 | General Electric | GE 1.5SLE | 2011/2012 | 49.1784 | -65.4796
Quebec | Gros-Morne | 211.5 | GRM124 | 124 | 141 | 1500 | 77 | 80 | General Electric | GE 1.5SLE | 2011/2012 | 49.1816 | -65.4796
Quebec | Gros-Morne | 211.5 | GRM125 | 125 | 141 | 1500 | 77 | 80 | General Electric | GE 1.5SLE | 2011/2012 | 49.2008 | -65.48
Quebec | Gros-Morne | 211.5 | GRM126 | 126 | 141 | 1500 | 77 | 80 | General Electric | GE 1.5SLE | 2011/2012 | 49.1986 | -65.4791
Quebec | Gros-Morne | 211.5 | GRM127 | 127 | 141 | 1500 | 77 | 80 | General Electric | GE 1.5SLE | 2011/2012 | 49.2015 | -65.4693
Quebec | Gros-Morne | 211.5 | GRM128 | 128 | 141 | 1500 | 77 | 80 | General Electric | GE 1.5SLE | 2011/2012 | 49.1994 | -65.4689
Quebec | Gros-Morne | 211.5 | GRM129 | 129 | 141 | 1500 | 77 | 80 | General Electric | GE 1.5SLE | 2011/2012 | 49.1964 | -65.469
Quebec | Gros-Morne | 211.5 | GRM130 | 130 | 141 | 1500 | 77 | 80 | General Electric | GE 1.5SLE | 2011/2012 | 49.1961 | -65.4611
Quebec | Gros-Morne | 211.5 | GRM131 | 131 | 141 | 1500 | 77 | 80 | General Electric | GE 1.5SLE | 2011/2012 | 49.1901 | -65.4659
Quebec | Gros-Morne | 211.5 | GRM132 | 132 | 141 | 1500 | 77 | 80 | General Electric | GE 1.5SLE | 2011/2012 | 49.1847 | -65.4583
Quebec | Gros-Morne | 211.5 | GRM133 | 133 | 141 | 1500 | 77 | 80 | General Electric | GE 1.5SLE | 2011/2012 | 49.1828 | -65.4577
Quebec | Gros-Morne | 211.5 | GRM134 | 134 | 141 | 1500 | 77 | 80 | General Electric | GE 1.5SLE | 2011/2012 | 49.1808 | -65.4572
Quebec | Gros-Morne | 211.5 | GRM135 | 135 | 141 | 1500 | 77 | 80 | General Electric | GE 1.5SLE | 2011/2012 | 49.1784 | -65.4567
Quebec | Gros-Morne | 211.5 | GRM136 | 136 | 141 | 1500 | 77 | 80 | General Electric | GE 1.5SLE | 2011/2012 | 49.1763 | -65.4562
Quebec | Gros-Morne | 211.5 | GRM137 | 137 | 141 | 1500 | 77 | 80 | General Electric | GE 1.5SLE | 2011/2012 | 49.1732 | -65.4553
Quebec | Gros-Morne | 211.5 | GRM138 | 138 | 141 | 1500 | 77 | 80 | General Electric | GE 1.5SLE | 2011/2012 | 49.2043 | -65.4042
Quebec | Gros-Morne | 211.5 | GRM139 | 139 | 141 | 1500 | 77 | 80 | General Electric | GE 1.5SLE | 2011/2012 | 49.2086 | -65.3982
Quebec | Gros-Morne | 211.5 | GRM140 | 140 | 141 | 1500 | 77 | 80 | General Electric | GE 1.5SLE | 2011/2012 | 49.2114 | -65.3932
Quebec | Gros-Morne | 211.5 | GRM141 | 141 | 141 | 1500 | 77 | 80 | General Electric | GE 1.5SLE | 2011/2012 | 49.213 | -65.3994
Quebec | Jardin d'Éole (Saint-Ulric Saint-Léandre) | 127.5 | SUL1 | 1 | 85 | 1500 | 77 | 80 | General Electric | GE 1.5SLE | 2009 | 48.7484 | -67.5983
Quebec | Jardin d'Éole (Saint-Ulric Saint-Léandre) | 127.5 | SUL2 | 2 | 85 | 1500 | 77 | 80 | General Electric | GE 1.5SLE | 2009 | 48.7458 | -67.5963
Quebec | Jardin d'Éole (Saint-Ulric Saint-Léandre) | 127.5 | SUL3 | 3 | 85 | 1500 | 77 | 80 | General Electric | GE 1.5SLE | 2009 | 48.7227 | -67.6095
Quebec | Jardin d'Éole (Saint-Ulric Saint-Léandre) | 127.5 | SUL4 | 4 | 85 | 1500 | 77 | 80 | General Electric | GE 1.5SLE | 2009 | 48.7198 | -67.6069
Quebec | Jardin d'Éole (Saint-Ulric Saint-Léandre) | 127.5 | SUL5 | 5 | 85 | 1500 | 77 | 80 | General Electric | GE 1.5SLE | 2009 | 48.7173 | -67.6083
Quebec | Jardin d'Éole (Saint-Ulric Saint-Léandre) | 127.5 | SUL6 | 6 | 85 | 1500 | 77 | 80 | General Electric | GE 1.5SLE | 2009 | 48.7161 | -67.6042
Quebec | Jardin d'Éole (Saint-Ulric Saint-Léandre) | 127.5 | SUL7 | 7 | 85 | 1500 | 77 | 80 | General Electric | GE 1.5SLE | 2009 | 48.7388 | -67.586
Quebec | Jardin d'Éole (Saint-Ulric Saint-Léandre) | 127.5 | SUL8 | 8 | 85 | 1500 | 77 | 80 | General Electric | GE 1.5SLE | 2009 | 48.714 | -67.6092
Quebec | Jardin d'Éole (Saint-Ulric Saint-Léandre) | 127.5 | SUL9 | 9 | 85 | 1500 | 77 | 80 | General Electric | GE 1.5SLE | 2009 | 48.7166 | -67.6124
Quebec | Jardin d'Éole (Saint-Ulric Saint-Léandre) | 127.5 | SUL10 | 10 | 85 | 1500 | 77 | 80 | General Electric | GE 1.5SLE | 2009 | 48.7185 | -67.6155
Quebec | Jardin d'Éole (Saint-Ulric Saint-Léandre) | 127.5 | SUL11 | 11 | 85 | 1500 | 77 | 80 | General Electric | GE 1.5SLE | 2009 | 48.7105 | -67.6183
Quebec | Jardin d'Éole (Saint-Ulric Saint-Léandre) | 127.5 | SUL12 | 12 | 85 | 1500 | 77 | 80 | General Electric | GE 1.5SLE | 2009 | 48.7084 | -67.6211
Quebec | Jardin d'Éole (Saint-Ulric Saint-Léandre) | 127.5 | SUL13 | 13 | 85 | 1500 | 77 | 80 | General Electric | GE 1.5SLE | 2009 | 48.706 | -67.6245
Quebec | Jardin d'Éole (Saint-Ulric Saint-Léandre) | 127.5 | SUL14 | 14 | 85 | 1500 | 77 | 80 | General Electric | GE 1.5SLE | 2009 | 48.7034 | -67.6264
Quebec | Jardin d'Éole (Saint-Ulric Saint-Léandre) | 127.5 | SUL15 | 15 | 85 | 1500 | 77 | 80 | General Electric | GE 1.5SLE | 2009 | 48.6977 | -67.6175
Quebec | Jardin d'Éole (Saint-Ulric Saint-Léandre) | 127.5 | SUL16 | 16 | 85 | 1500 | 77 | 80 | General Electric | GE 1.5SLE | 2009 | 48.7201 | -67.5826
Quebec | Jardin d'Éole (Saint-Ulric Saint-Léandre) | 127.5 | SUL17 | 17 | 85 | 1500 | 77 | 80 | General Electric | GE 1.5SLE | 2009 | 48.7198 | -67.5781
Quebec | Jardin d'Éole (Saint-Ulric Saint-Léandre) | 127.5 | SUL18 | 18 | 85 | 1500 | 77 | 80 | General Electric | GE 1.5SLE | 2009 | 48.7171 | -67.5773
Quebec | Jardin d'Éole (Saint-Ulric Saint-Léandre) | 127.5 | SUL19 | 19 | 85 | 1500 | 77 | 80 | General Electric | GE 1.5SLE | 2009 | 48.7252 | -67.5149
Quebec | Jardin d'Éole (Saint-Ulric Saint-Léandre) | 127.5 | SUL20 | 20 | 85 | 1500 | 77 | 80 | General Electric | GE 1.5SLE | 2009 | 48.722 | -67.5153
Quebec | Jardin d'Éole (Saint-Ulric Saint-Léandre) | 127.5 | SUL21 | 21 | 85 | 1500 | 77 | 80 | General Electric | GE 1.5SLE | 2009 | 48.7211 | -67.522
Quebec | Jardin d'Éole (Saint-Ulric Saint-Léandre) | 127.5 | SUL22 | 22 | 85 | 1500 | 77 | 80 | General Electric | GE 1.5SLE | 2009 | 48.7229 | -67.525
Quebec | Jardin d'Éole (Saint-Ulric Saint-Léandre) | 127.5 | SUL23 | 23 | 85 | 1500 | 77 | 80 | General Electric | GE 1.5SLE | 2009 | 48.7303 | -67.5241
Quebec | Jardin d'Éole (Saint-Ulric Saint-Léandre) | 127.5 | SUL24 | 24 | 85 | 1500 | 77 | 80 | General Electric | GE 1.5SLE | 2009 | 48.7289 | -67.5332
Quebec | Jardin d'Éole (Saint-Ulric Saint-Léandre) | 127.5 | SUL25 | 25 | 85 | 1500 | 77 | 80 | General Electric | GE 1.5SLE | 2009 | 48.7282 | -67.5375
Quebec | Jardin d'Éole (Saint-Ulric Saint-Léandre) | 127.5 | SUL26 | 26 | 85 | 1500 | 77 | 80 | General Electric | GE 1.5SLE | 2009 | 48.7265 | -67.541
Quebec | Jardin d'Éole (Saint-Ulric Saint-Léandre) | 127.5 | SUL27 | 27 | 85 | 1500 | 77 | 80 | General Electric | GE 1.5SLE | 2009 | 48.7242 | -67.5433
Quebec | Jardin d'Éole (Saint-Ulric Saint-Léandre) | 127.5 | SUL28 | 28 | 85 | 1500 | 77 | 80 | General Electric | GE 1.5SLE | 2009 | 48.7242 | -67.5475
Quebec | Jardin d'Éole (Saint-Ulric Saint-Léandre) | 127.5 | SUL29 | 29 | 85 | 1500 | 77 | 80 | General Electric | GE 1.5SLE | 2009 | 48.7222 | -67.5505
Quebec | Jardin d'Éole (Saint-Ulric Saint-Léandre) | 127.5 | SUL30 | 30 | 85 | 1500 | 77 | 80 | General Electric | GE 1.5SLE | 2009 | 48.724 | -67.5536
Quebec | Jardin d'Éole (Saint-Ulric Saint-Léandre) | 127.5 | SUL31 | 31 | 85 | 1500 | 77 | 80 | General Electric | GE 1.5SLE | 2009 | 48.721 | -67.5542
Quebec | Jardin d'Éole (Saint-Ulric Saint-Léandre) | 127.5 | SUL32 | 32 | 85 | 1500 | 77 | 80 | General Electric | GE 1.5SLE | 2009 | 48.7228 | -67.5574
Quebec | Jardin d'Éole (Saint-Ulric Saint-Léandre) | 127.5 | SUL33 | 33 | 85 | 1500 | 77 | 80 | General Electric | GE 1.5SLE | 2009 | 48.7218 | -67.6265
Quebec | Jardin d'Éole (Saint-Ulric Saint-Léandre) | 127.5 | SUL34 | 34 | 85 | 1500 | 77 | 80 | General Electric | GE 1.5SLE | 2009 | 48.7634 | -67.6921
Quebec | Jardin d'Éole (Saint-Ulric Saint-Léandre) | 127.5 | SUL35 | 35 | 85 | 1500 | 77 | 80 | General Electric | GE 1.5SLE | 2009 | 48.7609 | -67.6931
Quebec | Jardin d'Éole (Saint-Ulric Saint-Léandre) | 127.5 | SUL36 | 36 | 85 | 1500 | 77 | 80 | General Electric | GE 1.5SLE | 2009 | 48.7606 | -67.6894
Quebec | Jardin d'Éole (Saint-Ulric Saint-Léandre) | 127.5 | SUL37 | 37 | 85 | 1500 | 77 | 80 | General Electric | GE 1.5SLE | 2009 | 48.7597 | -67.6986
Quebec | Jardin d'Éole (Saint-Ulric Saint-Léandre) | 127.5 | SUL38 | 38 | 85 | 1500 | 77 | 80 | General Electric | GE 1.5SLE | 2009 | 48.7568 | -67.6986
Quebec | Jardin d'Éole (Saint-Ulric Saint-Léandre) | 127.5 | SUL39 | 39 | 85 | 1500 | 77 | 80 | General Electric | GE 1.5SLE | 2009 | 48.7541 | -67.6998
Quebec | Jardin d'Éole (Saint-Ulric Saint-Léandre) | 127.5 | SUL40 | 40 | 85 | 1500 | 77 | 80 | General Electric | GE 1.5SLE | 2009 | 48.7559 | -67.7043
Quebec | Jardin d'Éole (Saint-Ulric Saint-Léandre) | 127.5 | SUL41 | 41 | 85 | 1500 | 77 | 80 | General Electric | GE 1.5SLE | 2009 | 48.7755 | -67.7133
Quebec | Jardin d'Éole (Saint-Ulric Saint-Léandre) | 127.5 | SUL42 | 42 | 85 | 1500 | 77 | 80 | General Electric | GE 1.5SLE | 2009 | 48.7721 | -67.7089
Quebec | Jardin d'Éole (Saint-Ulric Saint-Léandre) | 127.5 | SUL43 | 43 | 85 | 1500 | 77 | 80 | General Electric | GE 1.5SLE | 2009 | 48.7732 | -67.7287
Quebec | Jardin d'Éole (Saint-Ulric Saint-Léandre) | 127.5 | SUL44 | 44 | 85 | 1500 | 77 | 80 | General Electric | GE 1.5SLE | 2009 | 48.7712 | -67.7254
Quebec | Jardin d'Éole (Saint-Ulric Saint-Léandre) | 127.5 | SUL45 | 45 | 85 | 1500 | 77 | 80 | General Electric | GE 1.5SLE | 2009 | 48.7692 | -67.7218
Quebec | Jardin d'Éole (Saint-Ulric Saint-Léandre) | 127.5 | SUL46 | 46 | 85 | 1500 | 77 | 80 | General Electric | GE 1.5SLE | 2009 | 48.767 | -67.7179
Quebec | Jardin d'Éole (Saint-Ulric Saint-Léandre) | 127.5 | SUL47 | 47 | 85 | 1500 | 77 | 80 | General Electric | GE 1.5SLE | 2009 | 48.7649 | -67.7147
Quebec | Jardin d'Éole (Saint-Ulric Saint-Léandre) | 127.5 | SUL48 | 48 | 85 | 1500 | 77 | 80 | General Electric | GE 1.5SLE | 2009 | 48.7586 | -67.7228
Quebec | Jardin d'Éole (Saint-Ulric Saint-Léandre) | 127.5 | SUL49 | 49 | 85 | 1500 | 77 | 80 | General Electric | GE 1.5SLE | 2009 | 48.7566 | -67.7191
Quebec | Jardin d'Éole (Saint-Ulric Saint-Léandre) | 127.5 | SUL50 | 50 | 85 | 1500 | 77 | 80 | General Electric | GE 1.5SLE | 2009 | 48.7515 | -67.7052
Quebec | Jardin d'Éole (Saint-Ulric Saint-Léandre) | 127.5 | SUL51 | 51 | 85 | 1500 | 77 | 80 | General Electric | GE 1.5SLE | 2009 | 48.7493 | -67.7078
Quebec | Jardin d'Éole (Saint-Ulric Saint-Léandre) | 127.5 | SUL52 | 52 | 85 | 1500 | 77 | 80 | General Electric | GE 1.5SLE | 2009 | 48.7473 | -67.7107
Quebec | Jardin d'Éole (Saint-Ulric Saint-Léandre) | 127.5 | SUL53 | 53 | 85 | 1500 | 77 | 80 | General Electric | GE 1.5SLE | 2009 | 48.746 | -67.707
Quebec | Jardin d'Éole (Saint-Ulric Saint-Léandre) | 127.5 | SUL54 | 54 | 85 | 1500 | 77 | 80 | General Electric | GE 1.5SLE | 2009 | 48.7451 | -67.7011
Quebec | Jardin d'Éole (Saint-Ulric Saint-Léandre) | 127.5 | SUL55 | 55 | 85 | 1500 | 77 | 80 | General Electric | GE 1.5SLE | 2009 | 48.7479 | -67.6839
Quebec | Jardin d'Éole (Saint-Ulric Saint-Léandre) | 127.5 | SUL56 | 56 | 85 | 1500 | 77 | 80 | General Electric | GE 1.5SLE | 2009 | 48.7461 | -67.6859
Quebec | Jardin d'Éole (Saint-Ulric Saint-Léandre) | 127.5 | SUL57 | 57 | 85 | 1500 | 77 | 80 | General Electric | GE 1.5SLE | 2009 | 48.7313 | -67.6991
Quebec | Jardin d'Éole (Saint-Ulric Saint-Léandre) | 127.5 | SUL58 | 58 | 85 | 1500 | 77 | 80 | General Electric | GE 1.5SLE | 2009 | 48.7286 | -67.6936
Quebec | Jardin d'Éole (Saint-Ulric Saint-Léandre) | 127.5 | SUL59 | 59 | 85 | 1500 | 77 | 80 | General Electric | GE 1.5SLE | 2009 | 48.7264 | -67.6981
Quebec | Jardin d'Éole (Saint-Ulric Saint-Léandre) | 127.5 | SUL60 | 60 | 85 | 1500 | 77 | 80 | General Electric | GE 1.5SLE | 2009 | 48.7232 | -67.7022
Quebec | Jardin d'Éole (Saint-Ulric Saint-Léandre) | 127.5 | SUL61 | 61 | 85 | 1500 | 77 | 80 | General Electric | GE 1.5SLE | 2009 | 48.7207 | -67.7086
Quebec | Jardin d'Éole (Saint-Ulric Saint-Léandre) | 127.5 | SUL62 | 62 | 85 | 1500 | 77 | 80 | General Electric | GE 1.5SLE | 2009 | 48.7271 | -67.7084
Quebec | Jardin d'Éole (Saint-Ulric Saint-Léandre) | 127.5 | SUL63 | 63 | 85 | 1500 | 77 | 80 | General Electric | GE 1.5SLE | 2009 | 48.7452 | -67.7138
Quebec | Jardin d'Éole (Saint-Ulric Saint-Léandre) | 127.5 | SUL64 | 64 | 85 | 1500 | 77 | 80 | General Electric | GE 1.5SLE | 2009 | 48.7432 | -67.7176
Quebec | Jardin d'Éole (Saint-Ulric Saint-Léandre) | 127.5 | SUL65 | 65 | 85 | 1500 | 77 | 80 | General Electric | GE 1.5SLE | 2009 | 48.7398 | -67.7077
Quebec | Jardin d'Éole (Saint-Ulric Saint-Léandre) | 127.5 | SUL66 | 66 | 85 | 1500 | 77 | 80 | General Electric | GE 1.5SLE | 2009 | 48.7404 | -67.7171
Quebec | Jardin d'Éole (Saint-Ulric Saint-Léandre) | 127.5 | SUL67 | 67 | 85 | 1500 | 77 | 80 | General Electric | GE 1.5SLE | 2009 | 48.7423 | -67.7216
Quebec | Jardin d'Éole (Saint-Ulric Saint-Léandre) | 127.5 | SUL68 | 68 | 85 | 1500 | 77 | 80 | General Electric | GE 1.5SLE | 2009 | 48.7536 | -67.7255
Quebec | Jardin d'Éole (Saint-Ulric Saint-Léandre) | 127.5 | SUL69 | 69 | 85 | 1500 | 77 | 80 | General Electric | GE 1.5SLE | 2009 | 48.7553 | -67.7309
Quebec | Jardin d'Éole (Saint-Ulric Saint-Léandre) | 127.5 | SUL70 | 70 | 85 | 1500 | 77 | 80 | General Electric | GE 1.5SLE | 2009 | 48.753 | -67.7345
Quebec | Jardin d'Éole (Saint-Ulric Saint-Léandre) | 127.5 | SUL71 | 71 | 85 | 1500 | 77 | 80 | General Electric | GE 1.5SLE | 2009 | 48.7499 | -67.7348
Quebec | Jardin d'Éole (Saint-Ulric Saint-Léandre) | 127.5 | SUL72 | 72 | 85 | 1500 | 77 | 80 | General Electric | GE 1.5SLE | 2009 | 48.7488 | -67.7405
Quebec | Jardin d'Éole (Saint-Ulric Saint-Léandre) | 127.5 | SUL73 | 73 | 85 | 1500 | 77 | 80 | General Electric | GE 1.5SLE | 2009 | 48.752 | -67.745
Quebec | Jardin d'Éole (Saint-Ulric Saint-Léandre) | 127.5 | SUL74 | 74 | 85 | 1500 | 77 | 80 | General Electric | GE 1.5SLE | 2009 | 48.6914 | -67.6607
Quebec | Jardin d'Éole (Saint-Ulric Saint-Léandre) | 127.5 | SUL75 | 75 | 85 | 1500 | 77 | 80 | General Electric | GE 1.5SLE | 2009 | 48.6936 | -67.6607
Quebec | Jardin d'Éole (Saint-Ulric Saint-Léandre) | 127.5 | SUL76 | 76 | 85 | 1500 | 77 | 80 | General Electric | GE 1.5SLE | 2009 | 48.6991 | -67.6583
Quebec | Jardin d'Éole (Saint-Ulric Saint-Léandre) | 127.5 | SUL77 | 77 | 85 | 1500 | 77 | 80 | General Electric | GE 1.5SLE | 2009 | 48.7013 | -67.6577
Quebec | Jardin d'Éole (Saint-Ulric Saint-Léandre) | 127.5 | SUL78 | 78 | 85 | 1500 | 77 | 80 | General Electric | GE 1.5SLE | 2009 | 48.7012 | -67.6637
Quebec | Jardin d'Éole (Saint-Ulric Saint-Léandre) | 127.5 | SUL79 | 79 | 85 | 1500 | 77 | 80 | General Electric | GE 1.5SLE | 2009 | 48.7039 | -67.6577
Quebec | Jardin d'Éole (Saint-Ulric Saint-Léandre) | 127.5 | SUL80 | 80 | 85 | 1500 | 77 | 80 | General Electric | GE 1.5SLE | 2009 | 48.7065 | -67.6556
Quebec | Jardin d'Éole (Saint-Ulric Saint-Léandre) | 127.5 | SUL81 | 81 | 85 | 1500 | 77 | 80 | General Electric | GE 1.5SLE | 2009 | 48.6825 | -67.5838
Quebec | Jardin d'Éole (Saint-Ulric Saint-Léandre) | 127.5 | SUL82 | 82 | 85 | 1500 | 77 | 80 | General Electric | GE 1.5SLE | 2009 | 48.6836 | -67.5801
Quebec | Jardin d'Éole (Saint-Ulric Saint-Léandre) | 127.5 | SUL83 | 83 | 85 | 1500 | 77 | 80 | General Electric | GE 1.5SLE | 2009 | 48.6842 | -67.5758
Quebec | Jardin d'Éole (Saint-Ulric Saint-Léandre) | 127.5 | SUL84 | 84 | 85 | 1500 | 77 | 80 | General Electric | GE 1.5SLE | 2009 | 48.6857 | -67.5722
Quebec | Jardin d'Éole (Saint-Ulric Saint-Léandre) | 127.5 | SUL85 | 85 | 85 | 1500 | 77 | 80 | General Electric | GE 1.5SLE | 2009 | 48.7153 | -67.6646
Quebec | La Dune-du-Nord aux Iles-de-la-Madeleine | 6.4 | LDM1 | 1 | 2 | 3200 | 127 | 86 | Enercon | E126-4.0 | 2020 | 47.5696 | -61.6348 | Turbine derated from 4 MW
Quebec | La Dune-du-Nord aux Iles-de-la-Madeleine | 6.4 | LDM2 | 2 | 2 | 3200 | 127 | 86 | Enercon | E126-4.0 | 2020 | 47.5676 | -61.6382 | Turbine derated from 4 MW
Quebec | La Mitis | 24.6 | LMT1 | 1 | 12 | 2050 | 92.5 | 80 | Senvion | MM92 | 2014 | 48.3769 | -67.8354
Quebec | La Mitis | 24.6 | LMT2 | 2 | 12 | 2050 | 92.5 | 80 | Senvion | MM92 | 2014 | 48.3685 | -67.8251
Quebec | La Mitis | 24.6 | LMT3 | 3 | 12 | 2050 | 92.5 | 80 | Senvion | MM92 | 2014 | 48.3648 | -67.82
Quebec | La Mitis | 24.6 | LMT4 | 4 | 12 | 2050 | 92.5 | 80 | Senvion | MM92 | 2014 | 48.3624 | -67.8317
Quebec | La Mitis | 24.6 | LMT5 | 5 | 12 | 2050 | 92.5 | 80 | Senvion | MM92 | 2014 | 48.3606 | -67.835
Quebec | La Mitis | 24.6 | LMT6 | 6 | 12 | 2050 | 92.5 | 80 | Senvion | MM92 | 2014 | 48.3578 | -67.8517
Quebec | La Mitis | 24.6 | LMT7 | 7 | 12 | 2050 | 92.5 | 80 | Senvion | MM92 | 2014 | 48.3581 | -67.8479
Quebec | La Mitis | 24.6 | LMT8 | 8 | 12 | 2050 | 92.5 | 80 | Senvion | MM92 | 2014 | 48.3597 | -67.8445
Quebec | La Mitis | 24.6 | LMT9 | 9 | 12 | 2050 | 92.5 | 80 | Senvion | MM92 | 2014 | 48.3622 | -67.8459
Quebec | La Mitis | 24.6 | LMT10 | 10 | 12 | 2050 | 92.5 | 80 | Senvion | MM92 | 2014 | 48.3653 | -67.8473
Quebec | La Mitis | 24.6 | LMT11 | 11 | 12 | 2050 | 92.5 | 80 | Senvion | MM92 | 2014 | 48.3694 | -67.8458
Quebec | La Mitis | 24.6 | LMT12 | 12 | 12 | 2050 | 92.5 | 80 | Senvion | MM92 | 2014 | 48.3727 | -67.846
Quebec | Lac Alfred | 300 | LAA1 | 1 | 150 | 2000 | 92 | 80 | Senvion | MM92 | 2013 | 48.3921 | -67.6795
Quebec | Lac Alfred | 300 | LAA2 | 2 | 150 | 2000 | 92 | 80 | Senvion | MM92 | 2013 | 48.3883 | -67.6823
Quebec | Lac Alfred | 300 | LAA3 | 3 | 150 | 2000 | 92 | 80 | Senvion | MM92 | 2013 | 48.3853 | -67.6844
Quebec | Lac Alfred | 300 | LAA4 | 4 | 150 | 2000 | 92 | 80 | Senvion | MM92 | 2013 | 48.3831 | -67.6867
Quebec | Lac Alfred | 300 | LAA5 | 5 | 150 | 2000 | 92 | 80 | Senvion | MM92 | 2013 | 48.3842 | -67.6933
Quebec | Lac Alfred | 300 | LAA6 | 6 | 150 | 2000 | 92 | 80 | Senvion | MM92 | 2013 | 48.3812 | -67.6973
Quebec | Lac Alfred | 300 | LAA7 | 7 | 150 | 2000 | 82 | 80 | Senvion | MM82 | 2013 | 48.3788 | -67.6938
Quebec | Lac Alfred | 300 | LAA8 | 8 | 150 | 2000 | 82 | 80 | Senvion | MM82 | 2013 | 48.3758 | -67.7004
Quebec | Lac Alfred | 300 | LAA9 | 9 | 150 | 2000 | 92 | 80 | Senvion | MM92 | 2013 | 48.3803 | -67.7091
Quebec | Lac Alfred | 300 | LAA10 | 10 | 150 | 2000 | 92 | 80 | Senvion | MM92 | 2013 | 48.3782 | -67.7126
Quebec | Lac Alfred | 300 | LAA11 | 11 | 150 | 2000 | 92 | 80 | Senvion | MM92 | 2013 | 48.423 | -67.7161
Quebec | Lac Alfred | 300 | LAA12 | 12 | 150 | 2000 | 92 | 80 | Senvion | MM92 | 2013 | 48.4265 | -67.7215
Quebec | Lac Alfred | 300 | LAA13 | 13 | 150 | 2000 | 92 | 80 | Senvion | MM92 | 2013 | 48.4266 | -67.7267
Quebec | Lac Alfred | 300 | LAA14 | 14 | 150 | 2000 | 82 | 80 | Senvion | MM82 | 2013 | 48.4458 | -67.712
Quebec | Lac Alfred | 300 | LAA15 | 15 | 150 | 2000 | 82 | 80 | Senvion | MM82 | 2013 | 48.4481 | -67.7093
Quebec | Lac Alfred | 300 | LAA16 | 16 | 150 | 2000 | 82 | 80 | Senvion | MM82 | 2013 | 48.4494 | -67.7176
Quebec | Lac Alfred | 300 | LAA17 | 17 | 150 | 2000 | 82 | 80 | Senvion | MM82 | 2013 | 48.4465 | -67.7223
Quebec | Lac Alfred | 300 | LAA18 | 18 | 150 | 2000 | 82 | 80 | Senvion | MM82 | 2013 | 48.4526 | -67.7265
Quebec | Lac Alfred | 300 | LAA19 | 19 | 150 | 2000 | 82 | 80 | Senvion | MM82 | 2013 | 48.4499 | -67.7278
Quebec | Lac Alfred | 300 | LAA20 | 20 | 150 | 2000 | 82 | 80 | Senvion | MM82 | 2013 | 48.4465 | -67.7305
Quebec | Lac Alfred | 300 | LAA21 | 21 | 150 | 2000 | 82 | 80 | Senvion | MM82 | 2013 | 48.4522 | -67.738
Quebec | Lac Alfred | 300 | LAA22 | 22 | 150 | 2000 | 82 | 80 | Senvion | MM82 | 2013 | 48.4491 | -67.7413
Quebec | Lac Alfred | 300 | LAA23 | 23 | 150 | 2000 | 82 | 80 | Senvion | MM82 | 2013 | 48.4464 | -67.7388
Quebec | Lac Alfred | 300 | LAA24 | 24 | 150 | 2000 | 82 | 80 | Senvion | MM82 | 2013 | 48.4437 | -67.7403
Quebec | Lac Alfred | 300 | LAA25 | 25 | 150 | 2000 | 82 | 80 | Senvion | MM82 | 2013 | 48.4436 | -67.7488
Quebec | Lac Alfred | 300 | LAA26 | 26 | 150 | 2000 | 82 | 80 | Senvion | MM82 | 2013 | 48.4393 | -67.7308
Quebec | Lac Alfred | 300 | LAA27 | 27 | 150 | 2000 | 82 | 80 | Senvion | MM82 | 2013 | 48.4357 | -67.7328
Quebec | Lac Alfred | 300 | LAA28 | 28 | 150 | 2000 | 82 | 80 | Senvion | MM82 | 2013 | 48.4325 | -67.7308
Quebec | Lac Alfred | 300 | LAA29 | 29 | 150 | 2000 | 82 | 80 | Senvion | MM82 | 2013 | 48.4286 | -67.7438
Quebec | Lac Alfred | 300 | LAA30 | 30 | 150 | 2000 | 92 | 80 | Senvion | MM92 | 2013 | 48.4249 | -67.7405
Quebec | Lac Alfred | 300 | LAA31 | 31 | 150 | 2000 | 92 | 80 | Senvion | MM92 | 2013 | 48.421 | -67.7356
Quebec | Lac Alfred | 300 | LAA32 | 32 | 150 | 2000 | 92 | 80 | Senvion | MM92 | 2013 | 48.4174 | -67.7353
Quebec | Lac Alfred | 300 | LAA33 | 33 | 150 | 2000 | 92 | 80 | Senvion | MM92 | 2013 | 48.4139 | -67.7348
Quebec | Lac Alfred | 300 | LAA34 | 34 | 150 | 2000 | 92 | 80 | Senvion | MM92 | 2013 | 48.411 | -67.7339
Quebec | Lac Alfred | 300 | LAA35 | 35 | 150 | 2000 | 82 | 80 | Senvion | MM82 | 2013 | 48.4371 | -67.751
Quebec | Lac Alfred | 300 | LAA36 | 36 | 150 | 2000 | 82 | 80 | Senvion | MM82 | 2013 | 48.4348 | -67.7521
Quebec | Lac Alfred | 300 | LAA37 | 37 | 150 | 2000 | 82 | 80 | Senvion | MM82 | 2013 | 48.4453 | -67.7624
Quebec | Lac Alfred | 300 | LAA38 | 38 | 150 | 2000 | 82 | 80 | Senvion | MM82 | 2013 | 48.4423 | -67.764
Quebec | Lac Alfred | 300 | LAA39 | 39 | 150 | 2000 | 82 | 80 | Senvion | MM82 | 2013 | 48.4396 | -67.7639
Quebec | Lac Alfred | 300 | LAA40 | 40 | 150 | 2000 | 82 | 80 | Senvion | MM82 | 2013 | 48.4368 | -67.7666
Quebec | Lac Alfred | 300 | LAA41 | 41 | 150 | 2000 | 82 | 80 | Senvion | MM82 | 2013 | 48.4157 | -67.7545
Quebec | Lac Alfred | 300 | LAA42 | 42 | 150 | 2000 | 82 | 80 | Senvion | MM82 | 2013 | 48.4186 | -67.7586
Quebec | Lac Alfred | 300 | LAA43 | 43 | 150 | 2000 | 82 | 80 | Senvion | MM82 | 2013 | 48.4195 | -67.7673
Quebec | Lac Alfred | 300 | LAA44 | 44 | 150 | 2000 | 82 | 80 | Senvion | MM82 | 2013 | 48.417 | -67.7673
Quebec | Lac Alfred | 300 | LAA45 | 45 | 150 | 2000 | 82 | 80 | Senvion | MM82 | 2013 | 48.4145 | -67.7691
Quebec | Lac Alfred | 300 | LAA46 | 46 | 150 | 2000 | 92 | 80 | Senvion | MM92 | 2013 | 48.4091 | -67.7648
Quebec | Lac Alfred | 300 | LAA47 | 47 | 150 | 2000 | 92 | 80 | Senvion | MM92 | 2013 | 48.4058 | -67.761
Quebec | Lac Alfred | 300 | LAA48 | 48 | 150 | 2000 | 92 | 80 | Senvion | MM92 | 2013 | 48.4538 | -67.7603
Quebec | Lac Alfred | 300 | LAA49 | 49 | 150 | 2000 | 92 | 80 | Senvion | MM92 | 2013 | 48.4569 | -67.761
Quebec | Lac Alfred | 300 | LAA50 | 50 | 150 | 2000 | 92 | 80 | Senvion | MM92 | 2013 | 48.4533 | -67.7703
Quebec | Lac Alfred | 300 | LAA51 | 51 | 150 | 2000 | 92 | 80 | Senvion | MM92 | 2013 | 48.4564 | -67.772
Quebec | Lac Alfred | 300 | LAA52 | 52 | 150 | 2000 | 92 | 80 | Senvion | MM92 | 2013 | 48.4548 | -67.7788
Quebec | Lac Alfred | 300 | LAA53 | 53 | 150 | 2000 | 82 | 80 | Senvion | MM82 | 2013 | 48.401 | -67.7758
Quebec | Lac Alfred | 300 | LAA54 | 54 | 150 | 2000 | 82 | 80 | Senvion | MM82 | 2013 | 48.4034 | -67.7804
Quebec | Lac Alfred | 300 | LAA55 | 55 | 150 | 2000 | 82 | 80 | Senvion | MM82 | 2013 | 48.4056 | -67.7849
Quebec | Lac Alfred | 300 | LAA56 | 56 | 150 | 2000 | 82 | 80 | Senvion | MM82 | 2013 | 48.401 | -67.8023
Quebec | Lac Alfred | 300 | LAA57 | 57 | 150 | 2000 | 82 | 80 | Senvion | MM82 | 2013 | 48.4081 | -67.8077
Quebec | Lac Alfred | 300 | LAA58 | 58 | 150 | 2000 | 82 | 80 | Senvion | MM82 | 2013 | 48.41 | -67.8114
Quebec | Lac Alfred | 300 | LAA59 | 59 | 150 | 2000 | 82 | 80 | Senvion | MM82 | 2013 | 48.4129 | -67.8136
Quebec | Lac Alfred | 300 | LAA60 | 60 | 150 | 2000 | 82 | 80 | Senvion | MM82 | 2013 | 48.4034 | -67.8212
Quebec | Lac Alfred | 300 | LAA61 | 61 | 150 | 2000 | 82 | 80 | Senvion | MM82 | 2013 | 48.4059 | -67.8196
Quebec | Lac Alfred | 300 | LAA62 | 62 | 150 | 2000 | 92 | 80 | Senvion | MM92 | 2013 | 48.3964 | -67.833
Quebec | Lac Alfred | 300 | LAA63 | 63 | 150 | 2000 | 92 | 80 | Senvion | MM92 | 2013 | 48.399 | -67.8325
Quebec | Lac Alfred | 300 | LAA64 | 64 | 150 | 2000 | 92 | 80 | Senvion | MM92 | 2013 | 48.4129 | -67.836
Quebec | Lac Alfred | 300 | LAA65 | 65 | 150 | 2000 | 92 | 80 | Senvion | MM92 | 2013 | 48.4106 | -67.8324
Quebec | Lac Alfred | 300 | LAA66 | 66 | 150 | 2000 | 92 | 80 | Senvion | MM92 | 2013 | 48.4142 | -67.8279
Quebec | Lac Alfred | 300 | LAA67 | 67 | 150 | 2000 | 82 | 80 | Senvion | MM82 | 2013 | 48.4175 | -67.8179
Quebec | Lac Alfred | 300 | LAA68 | 68 | 150 | 2000 | 82 | 80 | Senvion | MM82 | 2013 | 48.4204 | -67.8165
Quebec | Lac Alfred | 300 | LAA69 | 69 | 150 | 2000 | 82 | 80 | Senvion | MM82 | 2013 | 48.4229 | -67.8156
Quebec | Lac Alfred | 300 | LAA70 | 70 | 150 | 2000 | 82 | 80 | Senvion | MM82 | 2013 | 48.4213 | -67.8081
Quebec | Lac Alfred | 300 | LAA71 | 71 | 150 | 2000 | 82 | 80 | Senvion | MM82 | 2013 | 48.4239 | -67.8023
Quebec | Lac Alfred | 300 | LAA72 | 72 | 150 | 2000 | 92 | 80 | Senvion | MM92 | 2013 | 48.4515 | -67.8203
Quebec | Lac Alfred | 300 | LAA73 | 73 | 150 | 2000 | 92 | 80 | Senvion | MM92 | 2013 | 48.438 | -67.794
Quebec | Lac Alfred | 300 | LAA74 | 74 | 150 | 2000 | 92 | 80 | Senvion | MM92 | 2013 | 48.4344 | -67.7964
Quebec | Lac Alfred | 300 | LAA75 | 75 | 150 | 2000 | 82 | 80 | Senvion | MM82 | 2013 | 48.4312 | -67.7995
Quebec | Lac Alfred | 300 | LAA76 | 76 | 150 | 2000 | 82 | 80 | Senvion | MM82 | 2013 | 48.4269 | -67.8075
Quebec | Lac Alfred | 300 | LAA77 | 77 | 150 | 2000 | 82 | 80 | Senvion | MM82 | 2013 | 48.4277 | -67.8149
Quebec | Lac Alfred | 300 | LAA78 | 78 | 150 | 2000 | 82 | 80 | Senvion | MM82 | 2013 | 48.4314 | -67.8099
Quebec | Lac Alfred | 300 | LAA79 | 79 | 150 | 2000 | 82 | 80 | Senvion | MM82 | 2013 | 48.4339 | -67.8109
Quebec | Lac Alfred | 300 | LAA80 | 80 | 150 | 2000 | 82 | 80 | Senvion | MM82 | 2013 | 48.4377 | -67.8116
Quebec | Lac Alfred | 300 | LAA81 | 81 | 150 | 2000 | 92 | 80 | Senvion | MM92 | 2013 | 48.4482 | -67.8072
Quebec | Lac Alfred | 300 | LAA82 | 82 | 150 | 2000 | 92 | 80 | Senvion | MM92 | 2013 | 48.451 | -67.8096
Quebec | Lac Alfred | 300 | LAA83 | 83 | 150 | 2000 | 92 | 80 | Senvion | MM92 | 2013 | 48.4467 | -67.8246
Quebec | Lac Alfred | 300 | LAA84 | 84 | 150 | 2000 | 92 | 80 | Senvion | MM92 | 2013 | 48.4486 | -67.8191
Quebec | Lac Alfred | 300 | LAA85 | 85 | 150 | 2000 | 82 | 80 | Senvion | MM82 | 2013 | 48.4348 | -67.8205
Quebec | Lac Alfred | 300 | LAA86 | 86 | 150 | 2000 | 82 | 80 | Senvion | MM82 | 2013 | 48.4306 | -67.8236
Quebec | Lac Alfred | 300 | LAA87 | 87 | 150 | 2000 | 82 | 80 | Senvion | MM82 | 2013 | 48.432 | -67.832
Quebec | Lac Alfred | 300 | LAA88 | 88 | 150 | 2000 | 92 | 80 | Senvion | MM92 | 2013 | 48.4288 | -67.8314
Quebec | Lac Alfred | 300 | LAA89 | 89 | 150 | 2000 | 92 | 80 | Senvion | MM92 | 2013 | 48.3503 | -67.6951
Quebec | Lac Alfred | 300 | LAA90 | 90 | 150 | 2000 | 92 | 80 | Senvion | MM92 | 2013 | 48.3474 | -67.6934
Quebec | Lac Alfred | 300 | LAA91 | 91 | 150 | 2000 | 92 | 80 | Senvion | MM92 | 2013 | 48.3448 | -67.6916
Quebec | Lac Alfred | 300 | LAA92 | 92 | 150 | 2000 | 92 | 80 | Senvion | MM92 | 2013 | 48.3421 | -67.6915
Quebec | Lac Alfred | 300 | LAA93 | 93 | 150 | 2000 | 92 | 80 | Senvion | MM92 | 2013 | 48.3395 | -67.6917
Quebec | Lac Alfred | 300 | LAA94 | 94 | 150 | 2000 | 92 | 80 | Senvion | MM92 | 2013 | 48.3367 | -67.6914
Quebec | Lac Alfred | 300 | LAA95 | 95 | 150 | 2000 | 92 | 80 | Senvion | MM92 | 2013 | 48.3336 | -67.679
Quebec | Lac Alfred | 300 | LAA96 | 96 | 150 | 2000 | 82 | 80 | Senvion | MM82 | 2013 | 48.3307 | -67.6773
Quebec | Lac Alfred | 300 | LAA97 | 97 | 150 | 2000 | 82 | 80 | Senvion | MM82 | 2013 | 48.3286 | -67.6757
Quebec | Lac Alfred | 300 | LAA98 | 98 | 150 | 2000 | 82 | 80 | Senvion | MM82 | 2013 | 48.3264 | -67.6746
Quebec | Lac Alfred | 300 | LAA99 | 99 | 150 | 2000 | 82 | 80 | Senvion | MM82 | 2013 | 48.3237 | -67.6729
Quebec | Lac Alfred | 300 | LAA100 | 100 | 150 | 2000 | 82 | 80 | Senvion | MM82 | 2013 | 48.3213 | -67.671
Quebec | Lac Alfred | 300 | LAA101 | 101 | 150 | 2000 | 82 | 80 | Senvion | MM82 | 2013 | 48.3189 | -67.6695
Quebec | Lac Alfred | 300 | LAA102 | 102 | 150 | 2000 | 92 | 80 | Senvion | MM92 | 2013 | 48.3154 | -67.6668
Quebec | Lac Alfred | 300 | LAA103 | 103 | 150 | 2000 | 92 | 80 | Senvion | MM92 | 2013 | 48.3125 | -67.6663
Quebec | Lac Alfred | 300 | LAA104 | 104 | 150 | 2000 | 92 | 80 | Senvion | MM92 | 2013 | 48.3089 | -67.6647
Quebec | Lac Alfred | 300 | LAA105 | 105 | 150 | 2000 | 92 | 80 | Senvion | MM92 | 2013 | 48.3059 | -67.6641
Quebec | Lac Alfred | 300 | LAA106 | 106 | 150 | 2000 | 92 | 80 | Senvion | MM92 | 2013 | 48.304 | -67.6731
Quebec | Lac Alfred | 300 | LAA107 | 107 | 150 | 2000 | 92 | 80 | Senvion | MM92 | 2013 | 48.3084 | -67.6758
Quebec | Lac Alfred | 300 | LAA108 | 108 | 150 | 2000 | 92 | 80 | Senvion | MM92 | 2013 | 48.3125 | -67.6775
Quebec | Lac Alfred | 300 | LAA109 | 109 | 150 | 2000 | 92 | 80 | Senvion | MM92 | 2013 | 48.3158 | -67.6766
Quebec | Lac Alfred | 300 | LAA110 | 110 | 150 | 2000 | 92 | 80 | Senvion | MM92 | 2013 | 48.3239 | -67.7083
Quebec | Lac Alfred | 300 | LAA111 | 111 | 150 | 2000 | 82 | 80 | Senvion | MM82 | 2013 | 48.3196 | -67.7064
Quebec | Lac Alfred | 300 | LAA112 | 112 | 150 | 2000 | 82 | 80 | Senvion | MM82 | 2013 | 48.3174 | -67.7105
Quebec | Lac Alfred | 300 | LAA113 | 113 | 150 | 2000 | 92 | 80 | Senvion | MM92 | 2013 | 48.3142 | -67.7119
Quebec | Lac Alfred | 300 | LAA114 | 114 | 150 | 2000 | 82 | 80 | Senvion | MM82 | 2013 | 48.3107 | -67.7127
Quebec | Lac Alfred | 300 | LAA115 | 115 | 150 | 2000 | 82 | 80 | Senvion | MM82 | 2013 | 48.307 | -67.7127
Quebec | Lac Alfred | 300 | LAA116 | 116 | 150 | 2000 | 92 | 80 | Senvion | MM92 | 2013 | 48.3047 | -67.7157
Quebec | Lac Alfred | 300 | LAA117 | 117 | 150 | 2000 | 92 | 80 | Senvion | MM92 | 2013 | 48.3075 | -67.7346
Quebec | Lac Alfred | 300 | LAA118 | 118 | 150 | 2000 | 92 | 80 | Senvion | MM92 | 2013 | 48.3132 | -67.7371
Quebec | Lac Alfred | 300 | LAA119 | 119 | 150 | 2000 | 92 | 80 | Senvion | MM92 | 2013 | 48.3165 | -67.7379
Quebec | Lac Alfred | 300 | LAA120 | 120 | 150 | 2000 | 82 | 80 | Senvion | MM82 | 2013 | 48.3187 | -67.7413
Quebec | Lac Alfred | 300 | LAA121 | 121 | 150 | 2000 | 92 | 80 | Senvion | MM92 | 2013 | 48.3161 | -67.7494
Quebec | Lac Alfred | 300 | LAA122 | 122 | 150 | 2000 | 92 | 80 | Senvion | MM92 | 2013 | 48.319 | -67.7546
Quebec | Lac Alfred | 300 | LAA123 | 123 | 150 | 2000 | 92 | 80 | Senvion | MM92 | 2013 | 48.3207 | -67.7581
Quebec | Lac Alfred | 300 | LAA124 | 124 | 150 | 2000 | 82 | 80 | Senvion | MM82 | 2013 | 48.3148 | -67.7428
Quebec | Lac Alfred | 300 | LAA125 | 125 | 150 | 2000 | 92 | 80 | Senvion | MM92 | 2013 | 48.3702 | -67.714
Quebec | Lac Alfred | 300 | LAA126 | 126 | 150 | 2000 | 92 | 80 | Senvion | MM92 | 2013 | 48.3673 | -67.7133
Quebec | Lac Alfred | 300 | LAA127 | 127 | 150 | 2000 | 92 | 80 | Senvion | MM92 | 2013 | 48.3645 | -67.7125
Quebec | Lac Alfred | 300 | LAA128 | 128 | 150 | 2000 | 92 | 80 | Senvion | MM92 | 2013 | 48.3663 | -67.7218
Quebec | Lac Alfred | 300 | LAA129 | 129 | 150 | 2000 | 92 | 80 | Senvion | MM92 | 2013 | 48.3692 | -67.726
Quebec | Lac Alfred | 300 | LAA130 | 130 | 150 | 2000 | 82 | 80 | Senvion | MM82 | 2013 | 48.3623 | -67.7369
Quebec | Lac Alfred | 300 | LAA131 | 131 | 150 | 2000 | 82 | 80 | Senvion | MM82 | 2013 | 48.3576 | -67.7356
Quebec | Lac Alfred | 300 | LAA132 | 132 | 150 | 2000 | 92 | 80 | Senvion | MM92 | 2013 | 48.3728 | -67.7642
Quebec | Lac Alfred | 300 | LAA133 | 133 | 150 | 2000 | 92 | 80 | Senvion | MM92 | 2013 | 48.3755 | -67.7658
Quebec | Lac Alfred | 300 | LAA134 | 134 | 150 | 2000 | 92 | 80 | Senvion | MM92 | 2013 | 48.3785 | -67.7677
Quebec | Lac Alfred | 300 | LAA135 | 135 | 150 | 2000 | 92 | 80 | Senvion | MM92 | 2013 | 48.3811 | -67.7704
Quebec | Lac Alfred | 300 | LAA136 | 136 | 150 | 2000 | 92 | 80 | Senvion | MM92 | 2013 | 48.3814 | -67.7833
Quebec | Lac Alfred | 300 | LAA137 | 137 | 150 | 2000 | 92 | 80 | Senvion | MM92 | 2013 | 48.3785 | -67.7814
Quebec | Lac Alfred | 300 | LAA138 | 138 | 150 | 2000 | 92 | 80 | Senvion | MM92 | 2013 | 48.3754 | -67.7821
Quebec | Lac Alfred | 300 | LAA139 | 139 | 150 | 2000 | 92 | 80 | Senvion | MM92 | 2013 | 48.3751 | -67.7898
Quebec | Lac Alfred | 300 | LAA140 | 140 | 150 | 2000 | 92 | 80 | Senvion | MM92 | 2013 | 48.3769 | -67.8097
Quebec | Lac Alfred | 300 | LAA141 | 141 | 150 | 2000 | 92 | 80 | Senvion | MM92 | 2013 | 48.3792 | -67.8131
Quebec | Lac Alfred | 300 | LAA142 | 142 | 150 | 2000 | 92 | 80 | Senvion | MM92 | 2013 | 48.3816 | -67.824
Quebec | Lac Alfred | 300 | LAA143 | 143 | 150 | 2000 | 82 | 80 | Senvion | MM82 | 2013 | 48.3845 | -67.8221
Quebec | Lac Alfred | 300 | LAA144 | 144 | 150 | 2000 | 92 | 80 | Senvion | MM92 | 2013 | 48.387 | -67.8198
Quebec | Lac Alfred | 300 | LAA145 | 145 | 150 | 2000 | 92 | 80 | Senvion | MM92 | 2013 | 48.3924 | -67.8159
Quebec | Lac Alfred | 300 | LAA146 | 146 | 150 | 2000 | 92 | 80 | Senvion | MM92 | 2013 | 48.3946 | -67.8111
Quebec | Lac Alfred | 300 | LAA147 | 147 | 150 | 2000 | 82 | 80 | Senvion | MM82 | 2013 | 48.3966 | -67.8003
Quebec | Lac Alfred | 300 | LAA148 | 148 | 150 | 2000 | 82 | 80 | Senvion | MM82 | 2013 | 48.3927 | -67.7969
Quebec | Lac Alfred | 300 | LAA149 | 149 | 150 | 2000 | 92 | 80 | Senvion | MM92 | 2013 | 48.3955 | -67.7798
Quebec | Lac Alfred | 300 | LAA150 | 150 | 150 | 2000 | 92 | 80 | Senvion | MM92 | 2013 | 48.3935 | -67.8337
Quebec | L'Anse-à-Valleau | 100.5 | AAV1 | 1 | 67 | 1500 | 77 | 80 | General Electric | GE 1.5SLE | 2007 | 49.1018 | -64.6859
Quebec | L'Anse-à-Valleau | 100.5 | AAV2 | 2 | 67 | 1500 | 77 | 80 | General Electric | GE 1.5SLE | 2007 | 49.1032 | -64.6952
Quebec | L'Anse-à-Valleau | 100.5 | AAV3 | 3 | 67 | 1500 | 77 | 80 | General Electric | GE 1.5SLE | 2007 | 49.1023 | -64.6991
Quebec | L'Anse-à-Valleau | 100.5 | AAV4 | 4 | 67 | 1500 | 77 | 80 | General Electric | GE 1.5SLE | 2007 | 49.1011 | -64.7013
Quebec | L'Anse-à-Valleau | 100.5 | AAV5 | 5 | 67 | 1500 | 77 | 80 | General Electric | GE 1.5SLE | 2007 | 49.0987 | -64.7029
Quebec | L'Anse-à-Valleau | 100.5 | AAV6 | 6 | 67 | 1500 | 77 | 80 | General Electric | GE 1.5SLE | 2007 | 49.0967 | -64.7044
Quebec | L'Anse-à-Valleau | 100.5 | AAV7 | 7 | 67 | 1500 | 77 | 80 | General Electric | GE 1.5SLE | 2007 | 49.0981 | -64.6977
Quebec | L'Anse-à-Valleau | 100.5 | AAV8 | 8 | 67 | 1500 | 77 | 80 | General Electric | GE 1.5SLE | 2007 | 49.0952 | -64.698
Quebec | L'Anse-à-Valleau | 100.5 | AAV9 | 9 | 67 | 1500 | 77 | 80 | General Electric | GE 1.5SLE | 2007 | 49.0931 | -64.7008
Quebec | L'Anse-à-Valleau | 100.5 | AAV10 | 10 | 67 | 1500 | 77 | 80 | General Electric | GE 1.5SLE | 2007 | 49.0865 | -64.6919
Quebec | L'Anse-à-Valleau | 100.5 | AAV11 | 11 | 67 | 1500 | 77 | 80 | General Electric | GE 1.5SLE | 2007 | 49.0889 | -64.6903
Quebec | L'Anse-à-Valleau | 100.5 | AAV12 | 12 | 67 | 1500 | 77 | 80 | General Electric | GE 1.5SLE | 2007 | 49.0925 | -64.6862
Quebec | L'Anse-à-Valleau | 100.5 | AAV13 | 13 | 67 | 1500 | 77 | 80 | General Electric | GE 1.5SLE | 2007 | 49.0935 | -64.6829
Quebec | L'Anse-à-Valleau | 100.5 | AAV14 | 14 | 67 | 1500 | 77 | 80 | General Electric | GE 1.5SLE | 2007 | 49.0949 | -64.6801
Quebec | L'Anse-à-Valleau | 100.5 | AAV15 | 15 | 67 | 1500 | 77 | 80 | General Electric | GE 1.5SLE | 2007 | 49.0954 | -64.6773
Quebec | L'Anse-à-Valleau | 100.5 | AAV16 | 16 | 67 | 1500 | 77 | 80 | General Electric | GE 1.5SLE | 2007 | 49.0959 | -64.6745
Quebec | L'Anse-à-Valleau | 100.5 | AAV17 | 17 | 67 | 1500 | 77 | 80 | General Electric | GE 1.5SLE | 2007 | 49.0967 | -64.6715
Quebec | L'Anse-à-Valleau | 100.5 | AAV18 | 18 | 67 | 1500 | 77 | 80 | General Electric | GE 1.5SLE | 2007 | 49.0953 | -64.6591
Quebec | L'Anse-à-Valleau | 100.5 | AAV19 | 19 | 67 | 1500 | 77 | 80 | General Electric | GE 1.5SLE | 2007 | 49.094 | -64.6617
Quebec | L'Anse-à-Valleau | 100.5 | AAV20 | 20 | 67 | 1500 | 77 | 80 | General Electric | GE 1.5SLE | 2007 | 49.0921 | -64.6627
Quebec | L'Anse-à-Valleau | 100.5 | AAV21 | 21 | 67 | 1500 | 77 | 80 | General Electric | GE 1.5SLE | 2007 | 49.0954 | -64.6521
Quebec | L'Anse-à-Valleau | 100.5 | AAV22 | 22 | 67 | 1500 | 77 | 80 | General Electric | GE 1.5SLE | 2007 | 49.0933 | -64.6538
Quebec | L'Anse-à-Valleau | 100.5 | AAV23 | 23 | 67 | 1500 | 77 | 80 | General Electric | GE 1.5SLE | 2007 | 49.0912 | -64.6552
Quebec | L'Anse-à-Valleau | 100.5 | AAV24 | 24 | 67 | 1500 | 77 | 80 | General Electric | GE 1.5SLE | 2007 | 49.0901 | -64.6588
Quebec | L'Anse-à-Valleau | 100.5 | AAV25 | 25 | 67 | 1500 | 77 | 80 | General Electric | GE 1.5SLE | 2007 | 49.0892 | -64.6638
Quebec | L'Anse-à-Valleau | 100.5 | AAV26 | 26 | 67 | 1500 | 77 | 80 | General Electric | GE 1.5SLE | 2007 | 49.0871 | -64.6705
Quebec | L'Anse-à-Valleau | 100.5 | AAV27 | 27 | 67 | 1500 | 77 | 80 | General Electric | GE 1.5SLE | 2007 | 49.0862 | -64.6763
Quebec | L'Anse-à-Valleau | 100.5 | AAV28 | 28 | 67 | 1500 | 77 | 80 | General Electric | GE 1.5SLE | 2007 | 49.0935 | -64.6465
Quebec | L'Anse-à-Valleau | 100.5 | AAV29 | 29 | 67 | 1500 | 77 | 80 | General Electric | GE 1.5SLE | 2007 | 49.0909 | -64.649
Quebec | L'Anse-à-Valleau | 100.5 | AAV30 | 30 | 67 | 1500 | 77 | 80 | General Electric | GE 1.5SLE | 2007 | 49.0889 | -64.6509
Quebec | L'Anse-à-Valleau | 100.5 | AAV31 | 31 | 67 | 1500 | 77 | 80 | General Electric | GE 1.5SLE | 2007 | 49.0856 | -64.6546
Quebec | L'Anse-à-Valleau | 100.5 | AAV32 | 32 | 67 | 1500 | 77 | 80 | General Electric | GE 1.5SLE | 2007 | 49.0881 | -64.6376
Quebec | L'Anse-à-Valleau | 100.5 | AAV33 | 33 | 67 | 1500 | 77 | 80 | General Electric | GE 1.5SLE | 2007 | 49.09 | -64.6365
Quebec | L'Anse-à-Valleau | 100.5 | AAV34 | 34 | 67 | 1500 | 77 | 80 | General Electric | GE 1.5SLE | 2007 | 49.0879 | -64.6283
Quebec | L'Anse-à-Valleau | 100.5 | AAV35 | 35 | 67 | 1500 | 77 | 80 | General Electric | GE 1.5SLE | 2007 | 49.0861 | -64.6288
Quebec | L'Anse-à-Valleau | 100.5 | AAV36 | 36 | 67 | 1500 | 77 | 80 | General Electric | GE 1.5SLE | 2007 | 49.0865 | -64.6406
Quebec | L'Anse-à-Valleau | 100.5 | AAV37 | 37 | 67 | 1500 | 77 | 80 | General Electric | GE 1.5SLE | 2007 | 49.0854 | -64.6351
Quebec | L'Anse-à-Valleau | 100.5 | AAV38 | 38 | 67 | 1500 | 77 | 80 | General Electric | GE 1.5SLE | 2007 | 49.0829 | -64.6405
Quebec | L'Anse-à-Valleau | 100.5 | AAV39 | 39 | 67 | 1500 | 77 | 80 | General Electric | GE 1.5SLE | 2007 | 49.0814 | -64.6333
Quebec | L'Anse-à-Valleau | 100.5 | AAV40 | 40 | 67 | 1500 | 77 | 80 | General Electric | GE 1.5SLE | 2007 | 49.0823 | -64.6293
Quebec | L'Anse-à-Valleau | 100.5 | AAV41 | 41 | 67 | 1500 | 77 | 80 | General Electric | GE 1.5SLE | 2007 | 49.0853 | -64.6228
Quebec | L'Anse-à-Valleau | 100.5 | AAV42 | 42 | 67 | 1500 | 77 | 80 | General Electric | GE 1.5SLE | 2007 | 49.0842 | -64.6183
Quebec | L'Anse-à-Valleau | 100.5 | AAV43 | 43 | 67 | 1500 | 77 | 80 | General Electric | GE 1.5SLE | 2007 | 49.0834 | -64.6133
Quebec | L'Anse-à-Valleau | 100.5 | AAV44 | 44 | 67 | 1500 | 77 | 80 | General Electric | GE 1.5SLE | 2007 | 49.0789 | -64.6034
Quebec | L'Anse-à-Valleau | 100.5 | AAV45 | 45 | 67 | 1500 | 77 | 80 | General Electric | GE 1.5SLE | 2007 | 49.077 | -64.6043
Quebec | L'Anse-à-Valleau | 100.5 | AAV46 | 46 | 67 | 1500 | 77 | 80 | General Electric | GE 1.5SLE | 2007 | 49.0745 | -64.603
Quebec | L'Anse-à-Valleau | 100.5 | AAV47 | 47 | 67 | 1500 | 77 | 80 | General Electric | GE 1.5SLE | 2007 | 49.0728 | -64.5988
Quebec | L'Anse-à-Valleau | 100.5 | AAV48 | 48 | 67 | 1500 | 77 | 80 | General Electric | GE 1.5SLE | 2007 | 49.0771 | -64.5979
Quebec | L'Anse-à-Valleau | 100.5 | AAV49 | 49 | 67 | 1500 | 77 | 80 | General Electric | GE 1.5SLE | 2007 | 49.0785 | -64.5948
Quebec | L'Anse-à-Valleau | 100.5 | AAV50 | 50 | 67 | 1500 | 77 | 80 | General Electric | GE 1.5SLE | 2007 | 49.0667 | -64.5824
Quebec | L'Anse-à-Valleau | 100.5 | AAV51 | 51 | 67 | 1500 | 77 | 80 | General Electric | GE 1.5SLE | 2007 | 49.0677 | -64.5871
Quebec | L'Anse-à-Valleau | 100.5 | AAV52 | 52 | 67 | 1500 | 77 | 80 | General Electric | GE 1.5SLE | 2007 | 49.079 | -64.6218
Quebec | L'Anse-à-Valleau | 100.5 | AAV53 | 53 | 67 | 1500 | 77 | 80 | General Electric | GE 1.5SLE | 2007 | 49.0788 | -64.6246
Quebec | L'Anse-à-Valleau | 100.5 | AAV54 | 54 | 67 | 1500 | 77 | 80 | General Electric | GE 1.5SLE | 2007 | 49.1285 | -64.7064
Quebec | L'Anse-à-Valleau | 100.5 | AAV55 | 55 | 67 | 1500 | 77 | 80 | General Electric | GE 1.5SLE | 2007 | 49.126 | -64.7028
Quebec | L'Anse-à-Valleau | 100.5 | AAV56 | 56 | 67 | 1500 | 77 | 80 | General Electric | GE 1.5SLE | 2007 | 49.1248 | -64.6977
Quebec | L'Anse-à-Valleau | 100.5 | AAV57 | 57 | 67 | 1500 | 77 | 80 | General Electric | GE 1.5SLE | 2007 | 49.1237 | -64.6915
Quebec | L'Anse-à-Valleau | 100.5 | AAV58 | 58 | 67 | 1500 | 77 | 80 | General Electric | GE 1.5SLE | 2007 | 49.1219 | -64.6879
Quebec | L'Anse-à-Valleau | 100.5 | AAV59 | 59 | 67 | 1500 | 77 | 80 | General Electric | GE 1.5SLE | 2007 | 49.1199 | -64.6823
Quebec | L'Anse-à-Valleau | 100.5 | AAV60 | 60 | 67 | 1500 | 77 | 80 | General Electric | GE 1.5SLE | 2007 | 49.1172 | -64.6694
Quebec | L'Anse-à-Valleau | 100.5 | AAV61 | 61 | 67 | 1500 | 77 | 80 | General Electric | GE 1.5SLE | 2007 | 49.1164 | -64.6623
Quebec | L'Anse-à-Valleau | 100.5 | AAV62 | 62 | 67 | 1500 | 77 | 80 | General Electric | GE 1.5SLE | 2007 | 49.1143 | -64.66
Quebec | L'Anse-à-Valleau | 100.5 | AAV63 | 63 | 67 | 1500 | 77 | 80 | General Electric | GE 1.5SLE | 2007 | 49.1127 | -64.6533
Quebec | L'Anse-à-Valleau | 100.5 | AAV64 | 64 | 67 | 1500 | 77 | 80 | General Electric | GE 1.5SLE | 2007 | 49.1115 | -64.6497
Quebec | L'Anse-à-Valleau | 100.5 | AAV65 | 65 | 67 | 1500 | 77 | 80 | General Electric | GE 1.5SLE | 2007 | 49.1101 | -64.6455
Quebec | L'Anse-à-Valleau | 100.5 | AAV66 | 66 | 67 | 1500 | 77 | 80 | General Electric | GE 1.5SLE | 2007 | 49.0734 | -64.5922
Quebec | L'Anse-à-Valleau | 100.5 | AAV67 | 67 | 67 | 1500 | 77 | 80 | General Electric | GE 1.5SLE | 2007 | 49.0752 | -64.5842
Quebec | Le Granit | 24.6 | LGR1 | 1 | 12 | 2050 | 92 | 80 | Senvion | MM92 | 2014 | 45.6965 | -70.5735
Quebec | Le Granit | 24.6 | LGR2 | 2 | 12 | 2050 | 92 | 80 | Senvion | MM92 | 2014 | 45.7051 | -70.5741
Quebec | Le Granit | 24.6 | LGR3 | 3 | 12 | 2050 | 92 | 80 | Senvion | MM92 | 2014 | 45.6942 | -70.5749
Quebec | Le Granit | 24.6 | LGR4 | 4 | 12 | 2050 | 92 | 80 | Senvion | MM92 | 2014 | 45.6867 | -70.5891
Quebec | Le Granit | 24.6 | LGR5 | 5 | 12 | 2050 | 92 | 80 | Senvion | MM92 | 2014 | 45.6903 | -70.5867
Quebec | Le Granit | 24.6 | LGR6 | 6 | 12 | 2050 | 92 | 80 | Senvion | MM92 | 2014 | 45.6928 | -70.587
Quebec | Le Granit | 24.6 | LGR7 | 7 | 12 | 2050 | 92 | 80 | Senvion | MM92 | 2014 | 45.6978 | -70.5843
Quebec | Le Granit | 24.6 | LGR8 | 8 | 12 | 2050 | 92 | 80 | Senvion | MM92 | 2014 | 45.6992 | -70.5801
Quebec | Le Granit | 24.6 | LGR9 | 9 | 12 | 2050 | 92 | 80 | Senvion | MM92 | 2014 | 45.7008 | -70.5776
Quebec | Le Granit | 24.6 | LGR10 | 10 | 12 | 2050 | 92 | 80 | Senvion | MM92 | 2014 | 45.6986 | -70.5934
Quebec | Le Granit | 24.6 | LGR11 | 11 | 12 | 2050 | 92 | 80 | Senvion | MM92 | 2014 | 45.7019 | -70.5827
Quebec | Le Granit | 24.6 | LGR12 | 12 | 12 | 2050 | 92 | 80 | Senvion | MM92 | 2014 | 45.7075 | -70.5703
Quebec | Le Nordais (Cap-Chat) | 97.5 | CCE1 | 1 | 75 | 750 | 48.25 | 55 | NEG Micon | NM48/750 | 1998 | 49.0776 | -66.7317
Quebec | Le Nordais (Cap-Chat) | 97.5 | CCE2 | 2 | 75 | 750 | 48.25 | 55 | NEG Micon | NM48/750 | 1998 | 49.0786 | -66.7331
Quebec | Le Nordais (Cap-Chat) | 97.5 | CCE3 | 3 | 75 | 750 | 48.25 | 55 | NEG Micon | NM48/750 | 1998 | 49.0793 | -66.7299
Quebec | Le Nordais (Cap-Chat) | 97.5 | CCE4 | 4 | 75 | 750 | 48.25 | 55 | NEG Micon | NM48/750 | 1998 | 49.0802 | -66.7313
Quebec | Le Nordais (Cap-Chat) | 97.5 | CCE5 | 5 | 75 | 750 | 48.25 | 55 | NEG Micon | NM48/750 | 1998 | 49.0757 | -66.7287
Quebec | Le Nordais (Cap-Chat) | 97.5 | CCE6 | 6 | 75 | 750 | 48.25 | 55 | NEG Micon | NM48/750 | 1998 | 49.0768 | -66.7302
Quebec | Le Nordais (Cap-Chat) | 97.5 | CCE7 | 7 | 75 | 750 | 48.25 | 55 | NEG Micon | NM48/750 | 1998 | 49.0752 | -66.7328
Quebec | Le Nordais (Cap-Chat) | 97.5 | CCE8 | 8 | 75 | 750 | 48.25 | 55 | NEG Micon | NM48/750 | 1998 | 49.0724 | -66.7407
Quebec | Le Nordais (Cap-Chat) | 97.5 | CCE9 | 9 | 75 | 750 | 48.25 | 55 | NEG Micon | NM48/750 | 1998 | 49.0739 | -66.7327
Quebec | Le Nordais (Cap-Chat) | 97.5 | CCE10 | 10 | 75 | 750 | 48.25 | 55 | NEG Micon | NM48/750 | 1998 | 49.0707 | -66.7425
Quebec | Le Nordais (Cap-Chat) | 97.5 | CCE11 | 11 | 75 | 750 | 48.25 | 55 | NEG Micon | NM48/750 | 1998 | 49.0715 | -66.7439
Quebec | Le Nordais (Cap-Chat) | 97.5 | CCE12 | 12 | 75 | 750 | 48.25 | 55 | NEG Micon | NM48/750 | 1998 | 49.0723 | -66.7452
Quebec | Le Nordais (Cap-Chat) | 97.5 | CCE13 | 13 | 75 | 750 | 48.25 | 55 | NEG Micon | NM48/750 | 1998 | 49.0714 | -66.749
Quebec | Le Nordais (Cap-Chat) | 97.5 | CCE14 | 14 | 75 | 750 | 48.25 | 55 | NEG Micon | NM48/750 | 1998 | 49.0716 | -66.7394
Quebec | Le Nordais (Cap-Chat) | 97.5 | CCE15 | 15 | 75 | 750 | 48.25 | 55 | NEG Micon | NM48/750 | 1998 | 49.0698 | -66.7367
Quebec | Le Nordais (Cap-Chat) | 97.5 | CCE16 | 16 | 75 | 750 | 48.25 | 55 | NEG Micon | NM48/750 | 1998 | 49.0704 | -66.7518
Quebec | Le Nordais (Cap-Chat) | 97.5 | CCE17 | 17 | 75 | 750 | 48.25 | 55 | NEG Micon | NM48/750 | 1998 | 49.0695 | -66.7503
Quebec | Le Nordais (Cap-Chat) | 97.5 | CCE18 | 18 | 75 | 750 | 48.25 | 55 | NEG Micon | NM48/750 | 1998 | 49.0713 | -66.7532
Quebec | Le Nordais (Cap-Chat) | 97.5 | CCE19 | 19 | 75 | 750 | 48.25 | 55 | NEG Micon | NM48/750 | 1998 | 49.0723 | -66.7504
Quebec | Le Nordais (Cap-Chat) | 97.5 | CCE20 | 20 | 75 | 750 | 48.25 | 55 | NEG Micon | NM48/750 | 1998 | 49.0666 | -66.7509
Quebec | Le Nordais (Cap-Chat) | 97.5 | CCE21 | 21 | 75 | 750 | 48.25 | 55 | NEG Micon | NM48/750 | 1998 | 49.0685 | -66.7538
Quebec | Le Nordais (Cap-Chat) | 97.5 | CCE22 | 22 | 75 | 750 | 48.25 | 55 | NEG Micon | NM48/750 | 1998 | 49.0676 | -66.7523
Quebec | Le Nordais (Cap-Chat) | 97.5 | CCE23 | 23 | 75 | 750 | 48.25 | 55 | NEG Micon | NM48/750 | 1998 | 49.0694 | -66.7552
Quebec | Le Nordais (Cap-Chat) | 97.5 | CCE24 | 24 | 75 | 750 | 48.25 | 55 | NEG Micon | NM48/750 | 1998 | 49.0703 | -66.7566
Quebec | Le Nordais (Cap-Chat) | 97.5 | CCE25 | 25 | 75 | 750 | 48.25 | 55 | NEG Micon | NM48/750 | 1998 | 49.069 | -66.7598
Quebec | Le Nordais (Cap-Chat) | 97.5 | CCE26 | 26 | 75 | 750 | 48.25 | 55 | NEG Micon | NM48/750 | 1998 | 49.0663 | -66.7556
Quebec | Le Nordais (Cap-Chat) | 97.5 | CCE27 | 27 | 75 | 750 | 48.25 | 55 | NEG Micon | NM48/750 | 1998 | 49.0682 | -66.7585
Quebec | Le Nordais (Cap-Chat) | 97.5 | CCE28 | 28 | 75 | 750 | 48.25 | 55 | NEG Micon | NM48/750 | 1998 | 49.0673 | -66.7571
Quebec | Le Nordais (Cap-Chat) | 97.5 | CCE29 | 29 | 75 | 750 | 48.25 | 55 | NEG Micon | NM48/750 | 1998 | 49.0652 | -66.7538
Quebec | Le Nordais (Cap-Chat) | 97.5 | CCE30 | 30 | 75 | 750 | 48.25 | 55 | NEG Micon | NM48/750 | 1998 | 49.0632 | -66.7558
Quebec | Le Nordais (Cap-Chat) | 97.5 | CCE31 | 31 | 75 | 750 | 48.25 | 55 | NEG Micon | NM48/750 | 1998 | 49.0635 | -66.7512
Quebec | Le Nordais (Cap-Chat) | 97.5 | CCE32 | 32 | 75 | 750 | 48.25 | 55 | NEG Micon | NM48/750 | 1998 | 49.0659 | -66.7601
Quebec | Le Nordais (Cap-Chat) | 97.5 | CCE33 | 33 | 75 | 750 | 48.25 | 55 | NEG Micon | NM48/750 | 1998 | 49.0641 | -66.7573
Quebec | Le Nordais (Cap-Chat) | 97.5 | CCE34 | 34 | 75 | 750 | 48.25 | 55 | NEG Micon | NM48/750 | 1998 | 49.065 | -66.7587
Quebec | Le Nordais (Cap-Chat) | 97.5 | CCE35 | 35 | 75 | 750 | 48.25 | 55 | NEG Micon | NM48/750 | 1998 | 49.065 | -66.7625
Quebec | Le Nordais (Cap-Chat) | 97.5 | CCE36 | 36 | 75 | 750 | 48.25 | 55 | NEG Micon | NM48/750 | 1998 | 49.0676 | -66.7627
Quebec | Le Nordais (Cap-Chat) | 97.5 | CCE37 | 37 | 75 | 750 | 48.25 | 55 | NEG Micon | NM48/750 | 1998 | 49.0668 | -66.7615
Quebec | Le Nordais (Cap-Chat) | 97.5 | CCE38 | 38 | 75 | 750 | 48.25 | 55 | NEG Micon | NM48/750 | 1998 | 49.0668 | -66.7655
Quebec | Le Nordais (Cap-Chat) | 97.5 | CCE39 | 39 | 75 | 750 | 48.25 | 55 | NEG Micon | NM48/750 | 1998 | 49.0658 | -66.764
Quebec | Le Nordais (Cap-Chat) | 97.5 | CCE40 | 40 | 75 | 750 | 48.25 | 55 | NEG Micon | NM48/750 | 1998 | 49.0651 | -66.7688
Quebec | Le Nordais (Cap-Chat) | 97.5 | CCE41 | 41 | 75 | 750 | 48.25 | 55 | NEG Micon | NM48/750 | 1998 | 49.0643 | -66.7675
Quebec | Le Nordais (Cap-Chat) | 97.5 | CCE42 | 42 | 75 | 750 | 48.25 | 55 | NEG Micon | NM48/750 | 1998 | 49.0632 | -66.7658
Quebec | Le Nordais (Cap-Chat) | 97.5 | CCE43 | 43 | 75 | 750 | 48.25 | 55 | NEG Micon | NM48/750 | 1998 | 49.0614 | -66.7629
Quebec | Le Nordais (Cap-Chat) | 97.5 | CCE44 | 44 | 75 | 750 | 48.25 | 55 | NEG Micon | NM48/750 | 1998 | 49.0644 | -66.7711
Quebec | Le Nordais (Cap-Chat) | 97.5 | CCE45 | 45 | 75 | 750 | 48.25 | 55 | NEG Micon | NM48/750 | 1998 | 49.0636 | -66.7699
Quebec | Le Nordais (Cap-Chat) | 97.5 | CCE46 | 46 | 75 | 750 | 48.25 | 55 | NEG Micon | NM48/750 | 1998 | 49.0615 | -66.7682
Quebec | Le Nordais (Cap-Chat) | 97.5 | CCE47 | 47 | 75 | 750 | 48.25 | 55 | NEG Micon | NM48/750 | 1998 | 49.0633 | -66.7746
Quebec | Le Nordais (Cap-Chat) | 97.5 | CCE48 | 48 | 75 | 750 | 48.25 | 55 | NEG Micon | NM48/750 | 1998 | 49.0615 | -66.7752
Quebec | Le Nordais (Cap-Chat) | 97.5 | CCE49 | 49 | 75 | 750 | 48.25 | 55 | NEG Micon | NM48/750 | 1998 | 49.0518 | -66.7692
Quebec | Le Nordais (Cap-Chat) | 97.5 | CCE50 | 50 | 75 | 750 | 48.25 | 55 | NEG Micon | NM48/750 | 1998 | 49.0544 | -66.7675
Quebec | Le Nordais (Cap-Chat) | 97.5 | CCE51 | 51 | 75 | 750 | 48.25 | 55 | NEG Micon | NM48/750 | 1998 | 49.0543 | -66.7642
Quebec | Le Nordais (Cap-Chat) | 97.5 | CCE52 | 52 | 75 | 750 | 48.25 | 55 | NEG Micon | NM48/750 | 1998 | 49.0509 | -66.7667
Quebec | Le Nordais (Cap-Chat) | 97.5 | CCE53 | 53 | 75 | 750 | 48.25 | 55 | NEG Micon | NM48/750 | 1998 | 49.0532 | -66.7649
Quebec | Le Nordais (Cap-Chat) | 97.5 | CCE54 | 54 | 75 | 750 | 48.25 | 55 | NEG Micon | NM48/750 | 1998 | 49.0506 | -66.77
Quebec | Le Nordais (Cap-Chat) | 97.5 | CCE55 | 55 | 75 | 750 | 48.25 | 55 | NEG Micon | NM48/750 | 1998 | 49.0501 | -66.7553
Quebec | Le Nordais (Cap-Chat) | 97.5 | CCE56 | 56 | 75 | 750 | 48.25 | 55 | NEG Micon | NM48/750 | 1998 | 49.0498 | -66.7537
Quebec | Le Nordais (Cap-Chat) | 97.5 | CCE57 | 57 | 75 | 750 | 48.25 | 55 | NEG Micon | NM48/750 | 1998 | 49.0494 | -66.7519
Quebec | Le Nordais (Cap-Chat) | 97.5 | CCE58 | 58 | 75 | 750 | 48.25 | 55 | NEG Micon | NM48/750 | 1998 | 49.0495 | -66.7496
Quebec | Le Nordais (Cap-Chat) | 97.5 | CCE59 | 59 | 75 | 750 | 48.25 | 55 | NEG Micon | NM48/750 | 1998 | 49.0497 | -66.7472
Quebec | Le Nordais (Cap-Chat) | 97.5 | CCE60 | 60 | 75 | 750 | 48.25 | 55 | NEG Micon | NM48/750 | 1998 | 49.0487 | -66.7452
Quebec | Le Nordais (Cap-Chat) | 97.5 | CCE61 | 61 | 75 | 750 | 48.25 | 55 | NEG Micon | NM48/750 | 1998 | 49.0482 | -66.7407
Quebec | Le Nordais (Cap-Chat) | 97.5 | CCE62 | 62 | 75 | 750 | 48.25 | 55 | NEG Micon | NM48/750 | 1998 | 49.0493 | -66.7405
Quebec | Le Nordais (Cap-Chat) | 97.5 | CCE63 | 63 | 75 | 750 | 48.25 | 55 | NEG Micon | NM48/750 | 1998 | 49.0488 | -66.7383
Quebec | Le Nordais (Cap-Chat) | 97.5 | CCE64 | 64 | 75 | 750 | 48.25 | 55 | NEG Micon | NM48/750 | 1998 | 49.0481 | -66.7371
Quebec | Le Nordais (Cap-Chat) | 97.5 | CCE65 | 65 | 75 | 750 | 48.25 | 55 | NEG Micon | NM48/750 | 1998 | 49.0555 | -66.7679
Quebec | Le Nordais (Cap-Chat) | 97.5 | CCE66 | 66 | 75 | 750 | 48.25 | 55 | NEG Micon | NM48/750 | 1998 | 49.0591 | -66.7676
Quebec | Le Nordais (Cap-Chat) | 97.5 | CCE67 | 67 | 75 | 750 | 48.25 | 55 | NEG Micon | NM48/750 | 1998 | 49.0603 | -66.7681
Quebec | Le Nordais (Cap-Chat) | 97.5 | CCE68 | 68 | 75 | 750 | 48.25 | 55 | NEG Micon | NM48/750 | 1998 | 49.0518 | -66.7661
Quebec | Le Nordais (Cap-Chat) | 97.5 | CCE69 | 69 | 75 | 750 | 48.25 | 55 | NEG Micon | NM48/750 | 1998 | 49.0569 | -66.768
Quebec | Le Nordais (Cap-Chat) | 97.5 | CCE70 | 70 | 75 | 750 | 48.25 | 55 | NEG Micon | NM48/750 | 1998 | 49.0585 | -66.7851
Quebec | Le Nordais (Cap-Chat) | 97.5 | CCE71 | 71 | 75 | 750 | 48.25 | 55 | NEG Micon | NM48/750 | 1998 | 49.0608 | -66.78
Quebec | Le Nordais (Cap-Chat) | 97.5 | CCE72 | 72 | 75 | 750 | 48.25 | 55 | NEG Micon | NM48/750 | 1998 | 49.0553 | -66.79
Quebec | Le Nordais (Cap-Chat) | 97.5 | CCE73 | 73 | 75 | 750 | 48.25 | 55 | NEG Micon | NM48/750 | 1998 | 49.0561 | -66.7916
Quebec | Le Nordais (Cap-Chat) | 97.5 | CCE74 | 74 | 75 | 750 | 48.25 | 55 | NEG Micon | NM48/750 | 1998 | 49.0576 | -66.7879
Quebec | Le Nordais (Cap-Chat) | 97.5 | CCE75 | 75 | 75 | 0 | 48.25 | 55 | NEG Micon | NM48/750 | 1998 | 49.0529 | -66.7684 | Turbine decommissioned, original capacity was 750 kW (total project capacity was 99 MW)
Quebec | Le Nordais (Matane) | 97.5 | MNE1 | 1 | 57 | 750 | 48.25 | 55 | NEG Micon | NM48/750 | 1999 | 48.8058 | -67.5497
Quebec | Le Nordais (Matane) | 97.5 | MNE2 | 2 | 57 | 750 | 48.25 | 55 | NEG Micon | NM48/750 | 1999 | 48.8051 | -67.5523
Quebec | Le Nordais (Matane) | 97.5 | MNE3 | 3 | 57 | 750 | 48.25 | 55 | NEG Micon | NM48/750 | 1999 | 48.8044 | -67.5551
Quebec | Le Nordais (Matane) | 97.5 | MNE4 | 4 | 57 | 750 | 48.25 | 55 | NEG Micon | NM48/750 | 1999 | 48.8034 | -67.5589
Quebec | Le Nordais (Matane) | 97.5 | MNE5 | 5 | 57 | 750 | 48.25 | 55 | NEG Micon | NM48/750 | 1999 | 48.7897 | -67.5618
Quebec | Le Nordais (Matane) | 97.5 | MNE6 | 6 | 57 | 750 | 48.25 | 55 | NEG Micon | NM48/750 | 1999 | 48.7886 | -67.5592
Quebec | Le Nordais (Matane) | 97.5 | MNE7 | 7 | 57 | 750 | 48.25 | 55 | NEG Micon | NM48/750 | 1999 | 48.7878 | -67.5573
Quebec | Le Nordais (Matane) | 97.5 | MNE8 | 8 | 57 | 750 | 48.25 | 55 | NEG Micon | NM48/750 | 1999 | 48.7858 | -67.5668
Quebec | Le Nordais (Matane) | 97.5 | MNE9 | 9 | 57 | 750 | 48.25 | 55 | NEG Micon | NM48/750 | 1999 | 48.7849 | -67.5682
Quebec | Le Nordais (Matane) | 97.5 | MNE10 | 10 | 57 | 750 | 48.25 | 55 | NEG Micon | NM48/750 | 1999 | 48.7741 | -67.5618
Quebec | Le Nordais (Matane) | 97.5 | MNE11 | 11 | 57 | 750 | 48.25 | 55 | NEG Micon | NM48/750 | 1999 | 48.7729 | -67.5627
Quebec | Le Nordais (Matane) | 97.5 | MNE12 | 12 | 57 | 750 | 48.25 | 55 | NEG Micon | NM48/750 | 1999 | 48.7715 | -67.5625
Quebec | Le Nordais (Matane) | 97.5 | MNE13 | 13 | 57 | 750 | 48.25 | 55 | NEG Micon | NM48/750 | 1999 | 48.7732 | -67.5681
Quebec | Le Nordais (Matane) | 97.5 | MNE14 | 14 | 57 | 750 | 48.25 | 55 | NEG Micon | NM48/750 | 1999 | 48.7724 | -67.5665
Quebec | Le Nordais (Matane) | 97.5 | MNE15 | 15 | 57 | 750 | 48.25 | 55 | NEG Micon | NM48/750 | 1999 | 48.771 | -67.5647
Quebec | Le Nordais (Matane) | 97.5 | MNE16 | 16 | 57 | 750 | 48.25 | 55 | NEG Micon | NM48/750 | 1999 | 48.7689 | -67.5681
Quebec | Le Nordais (Matane) | 97.5 | MNE17 | 17 | 57 | 750 | 48.25 | 55 | NEG Micon | NM48/750 | 1999 | 48.7704 | -67.5696
Quebec | Le Nordais (Matane) | 97.5 | MNE18 | 18 | 57 | 750 | 48.25 | 55 | NEG Micon | NM48/750 | 1999 | 48.7714 | -67.5708
Quebec | Le Nordais (Matane) | 97.5 | MNE19 | 19 | 57 | 750 | 48.25 | 55 | NEG Micon | NM48/750 | 1999 | 48.77 | -67.5737
Quebec | Le Nordais (Matane) | 97.5 | MNE20 | 20 | 57 | 750 | 48.25 | 55 | NEG Micon | NM48/750 | 1999 | 48.7691 | -67.572
Quebec | Le Nordais (Matane) | 97.5 | MNE21 | 21 | 57 | 750 | 48.25 | 55 | NEG Micon | NM48/750 | 1999 | 48.7679 | -67.5713
Quebec | Le Nordais (Matane) | 97.5 | MNE22 | 22 | 57 | 750 | 48.25 | 55 | NEG Micon | NM48/750 | 1999 | 48.7666 | -67.5705
Quebec | Le Nordais (Matane) | 97.5 | MNE23 | 23 | 57 | 750 | 48.25 | 55 | NEG Micon | NM48/750 | 1999 | 48.7655 | -67.5715
Quebec | Le Nordais (Matane) | 97.5 | MNE24 | 24 | 57 | 750 | 48.25 | 55 | NEG Micon | NM48/750 | 1999 | 48.7609 | -67.5806
Quebec | Le Nordais (Matane) | 97.5 | MNE25 | 25 | 57 | 750 | 48.25 | 55 | NEG Micon | NM48/750 | 1999 | 48.7601 | -67.5812
Quebec | Le Nordais (Matane) | 97.5 | MNE26 | 26 | 57 | 750 | 48.25 | 55 | NEG Micon | NM48/750 | 1999 | 48.759 | -67.5818
Quebec | Le Nordais (Matane) | 97.5 | MNE27 | 27 | 57 | 750 | 48.25 | 55 | NEG Micon | NM48/750 | 1999 | 48.7579 | -67.5821
Quebec | Le Nordais (Matane) | 97.5 | MNE28 | 28 | 57 | 750 | 48.25 | 55 | NEG Micon | NM48/750 | 1999 | 48.7902 | -67.5791
Quebec | Le Nordais (Matane) | 97.5 | MNE29 | 29 | 57 | 750 | 48.25 | 55 | NEG Micon | NM48/750 | 1999 | 48.7913 | -67.5817
Quebec | Le Nordais (Matane) | 97.5 | MNE30 | 30 | 57 | 750 | 48.25 | 55 | NEG Micon | NM48/750 | 1999 | 48.79 | -67.5827
Quebec | Le Nordais (Matane) | 97.5 | MNE31 | 31 | 57 | 750 | 48.25 | 55 | NEG Micon | NM48/750 | 1999 | 48.7885 | -67.5831
Quebec | Le Nordais (Matane) | 97.5 | MNE32 | 32 | 57 | 750 | 48.25 | 55 | NEG Micon | NM48/750 | 1999 | 48.793 | -67.5958
Quebec | Le Nordais (Matane) | 97.5 | MNE33 | 33 | 57 | 750 | 48.25 | 55 | NEG Micon | NM48/750 | 1999 | 48.7921 | -67.5972
Quebec | Le Nordais (Matane) | 97.5 | MNE34 | 34 | 57 | 750 | 48.25 | 55 | NEG Micon | NM48/750 | 1999 | 48.7908 | -67.5981
Quebec | Le Nordais (Matane) | 97.5 | MNE35 | 35 | 57 | 750 | 48.25 | 55 | NEG Micon | NM48/750 | 1999 | 48.7899 | -67.5986
Quebec | Le Nordais (Matane) | 97.5 | MNE36 | 36 | 57 | 750 | 48.25 | 55 | NEG Micon | NM48/750 | 1999 | 48.7891 | -67.5994
Quebec | Le Nordais (Matane) | 97.5 | MNE37 | 37 | 57 | 750 | 48.25 | 55 | NEG Micon | NM48/750 | 1999 | 48.7851 | -67.6031
Quebec | Le Nordais (Matane) | 97.5 | MNE38 | 38 | 57 | 750 | 48.25 | 55 | NEG Micon | NM48/750 | 1999 | 48.7844 | -67.6047
Quebec | Le Nordais (Matane) | 97.5 | MNE39 | 39 | 57 | 750 | 48.25 | 55 | NEG Micon | NM48/750 | 1999 | 48.7828 | -67.6095
Quebec | Le Nordais (Matane) | 97.5 | MNE40 | 40 | 57 | 750 | 48.25 | 55 | NEG Micon | NM48/750 | 1999 | 48.7816 | -67.6099
Quebec | Le Nordais (Matane) | 97.5 | MNE41 | 41 | 57 | 750 | 48.25 | 55 | NEG Micon | NM48/750 | 1999 | 48.7805 | -67.6092
Quebec | Le Nordais (Matane) | 97.5 | MNE42 | 42 | 57 | 750 | 48.25 | 55 | NEG Micon | NM48/750 | 1999 | 48.7786 | -67.6093
Quebec | Le Nordais (Matane) | 97.5 | MNE43 | 43 | 57 | 750 | 48.25 | 55 | NEG Micon | NM48/750 | 1999 | 48.7765 | -67.6055
Quebec | Le Nordais (Matane) | 97.5 | MNE44 | 44 | 57 | 750 | 48.25 | 55 | NEG Micon | NM48/750 | 1999 | 48.7753 | -67.6034
Quebec | Le Nordais (Matane) | 97.5 | MNE45 | 45 | 57 | 750 | 48.25 | 55 | NEG Micon | NM48/750 | 1999 | 48.7745 | -67.6019
Quebec | Le Nordais (Matane) | 97.5 | MNE46 | 46 | 57 | 750 | 48.25 | 55 | NEG Micon | NM48/750 | 1999 | 48.7736 | -67.6003
Quebec | Le Nordais (Matane) | 97.5 | MNE47 | 47 | 57 | 750 | 48.25 | 55 | NEG Micon | NM48/750 | 1999 | 48.7803 | -67.6141
Quebec | Le Nordais (Matane) | 97.5 | MNE48 | 48 | 57 | 750 | 48.25 | 55 | NEG Micon | NM48/750 | 1999 | 48.7793 | -67.6141
Quebec | Le Nordais (Matane) | 97.5 | MNE49 | 49 | 57 | 750 | 48.25 | 55 | NEG Micon | NM48/750 | 1999 | 48.7781 | -67.6141
Quebec | Le Nordais (Matane) | 97.5 | MNE50 | 50 | 57 | 750 | 48.25 | 55 | NEG Micon | NM48/750 | 1999 | 48.7711 | -67.6102
Quebec | Le Nordais (Matane) | 97.5 | MNE51 | 51 | 57 | 750 | 48.25 | 55 | NEG Micon | NM48/750 | 1999 | 48.7701 | -67.6084
Quebec | Le Nordais (Matane) | 97.5 | MNE52 | 52 | 57 | 750 | 48.25 | 55 | NEG Micon | NM48/750 | 1999 | 48.7692 | -67.607
Quebec | Le Nordais (Matane) | 97.5 | MNE53 | 53 | 57 | 750 | 48.25 | 55 | NEG Micon | NM48/750 | 1999 | 48.7684 | -67.6056
Quebec | Le Nordais (Matane) | 97.5 | MNE54 | 54 | 57 | 750 | 48.25 | 55 | NEG Micon | NM48/750 | 1999 | 48.7781 | -67.5796
Quebec | Le Nordais (Matane) | 97.5 | MNE55 | 55 | 57 | 750 | 48.25 | 55 | NEG Micon | NM48/750 | 1999 | 48.7792 | -67.5785
Quebec | Le Nordais (Matane) | 97.5 | MNE56 | 56 | 57 | 750 | 48.25 | 55 | NEG Micon | NM48/750 | 1999 | 48.7771 | -67.5806
Quebec | Le Nordais (Matane) | 97.5 | MNE57 | 57 | 57 | 0 | 48.25 | 55 | NEG Micon | NM48/750 | 1999 | 48.7697 | -67.5623 | Turbine decommissioned, original capacity was 750 kW (total project capacity was 99 MW)
Quebec | Le Plateau I | 159.75 | LPL1 | 1 | 69 | 2310 | 71 | 85 | Enercon | E70-2.3 | 2012 | 48.0022 | -67.4163
Quebec | Le Plateau I | 159.75 | LPL2 | 2 | 69 | 2310 | 71 | 85 | Enercon | E70-2.3 | 2012 | 48.0017 | -67.4193
Quebec | Le Plateau I | 159.75 | LPL3 | 3 | 69 | 2310 | 71 | 85 | Enercon | E70-2.3 | 2012 | 48.0009 | -67.4223
Quebec | Le Plateau I | 159.75 | LPL4 | 4 | 69 | 2310 | 71 | 85 | Enercon | E70-2.3 | 2012 | 48.0026 | -67.4358
Quebec | Le Plateau I | 159.75 | LPL5 | 5 | 69 | 2310 | 71 | 85 | Enercon | E70-2.3 | 2012 | 48.0026 | -67.4395
Quebec | Le Plateau I | 159.75 | LPL6 | 6 | 69 | 2310 | 71 | 85 | Enercon | E70-2.3 | 2012 | 48.0039 | -67.4509
Quebec | Le Plateau I | 159.75 | LPL7 | 7 | 69 | 2310 | 71 | 85 | Enercon | E70-2.3 | 2012 | 48.0011 | -67.4527
Quebec | Le Plateau I | 159.75 | LPL8 | 8 | 69 | 2310 | 71 | 85 | Enercon | E70-2.3 | 2012 | 47.9977 | -67.4646
Quebec | Le Plateau I | 159.75 | LPL9 | 9 | 69 | 2310 | 71 | 85 | Enercon | E70-2.3 | 2012 | 47.9954 | -67.4656
Quebec | Le Plateau I | 159.75 | LPL10 | 10 | 69 | 2310 | 71 | 85 | Enercon | E70-2.3 | 2012 | 47.9928 | -67.4656
Quebec | Le Plateau I | 159.75 | LPL11 | 11 | 69 | 2310 | 71 | 85 | Enercon | E70-2.3 | 2012 | 48.0032 | -67.4792
Quebec | Le Plateau I | 159.75 | LPL12 | 12 | 69 | 2310 | 71 | 85 | Enercon | E70-2.3 | 2012 | 48.0032 | -67.4828
Quebec | Le Plateau I | 159.75 | LPL13 | 13 | 69 | 2310 | 71 | 85 | Enercon | E70-2.3 | 2012 | 48.0016 | -67.4845
Quebec | Le Plateau I | 159.75 | LPL14 | 14 | 69 | 2310 | 71 | 85 | Enercon | E70-2.3 | 2012 | 47.9987 | -67.4835
Quebec | Le Plateau I | 159.75 | LPL15 | 15 | 69 | 2310 | 71 | 85 | Enercon | E70-2.3 | 2012 | 47.986 | -67.5141
Quebec | Le Plateau I | 159.75 | LPL16 | 16 | 69 | 2310 | 71 | 85 | Enercon | E70-2.3 | 2012 | 47.9839 | -67.51
Quebec | Le Plateau I | 159.75 | LPL17 | 17 | 69 | 2310 | 71 | 85 | Enercon | E70-2.3 | 2012 | 47.9859 | -67.5085
Quebec | Le Plateau I | 159.75 | LPL18 | 18 | 69 | 2310 | 71 | 85 | Enercon | E70-2.3 | 2012 | 47.9895 | -67.4968
Quebec | Le Plateau I | 159.75 | LPL19 | 19 | 69 | 2310 | 71 | 85 | Enercon | E70-2.3 | 2012 | 47.9983 | -67.4978
Quebec | Le Plateau I | 159.75 | LPL20 | 20 | 69 | 2310 | 71 | 85 | Enercon | E70-2.3 | 2012 | 48.0076 | -67.5037
Quebec | Le Plateau I | 159.75 | LPL21 | 21 | 69 | 2310 | 71 | 85 | Enercon | E70-2.3 | 2012 | 48.0107 | -67.5042
Quebec | Le Plateau I | 159.75 | LPL22 | 22 | 69 | 2310 | 71 | 85 | Enercon | E70-2.3 | 2012 | 48.0145 | -67.5034
Quebec | Le Plateau I | 159.75 | LPL23 | 23 | 69 | 2310 | 71 | 85 | Enercon | E70-2.3 | 2012 | 48.0168 | -67.4986
Quebec | Le Plateau I | 159.75 | LPL24 | 24 | 69 | 2310 | 71 | 85 | Enercon | E70-2.3 | 2012 | 48.0179 | -67.496
Quebec | Le Plateau I | 159.75 | LPL25 | 25 | 69 | 2310 | 71 | 85 | Enercon | E70-2.3 | 2012 | 48.0186 | -67.4925
Quebec | Le Plateau I | 159.75 | LPL26 | 26 | 69 | 2310 | 71 | 85 | Enercon | E70-2.3 | 2012 | 48.0997 | -67.4493
Quebec | Le Plateau I | 159.75 | LPL27 | 27 | 69 | 2310 | 71 | 85 | Enercon | E70-2.3 | 2012 | 48.0973 | -67.4501
Quebec | Le Plateau I | 159.75 | LPL28 | 28 | 69 | 2310 | 71 | 85 | Enercon | E70-2.3 | 2012 | 48.0944 | -67.4497
Quebec | Le Plateau I | 159.75 | LPL29 | 29 | 69 | 2310 | 71 | 85 | Enercon | E70-2.3 | 2012 | 48.0977 | -67.4443
Quebec | Le Plateau I | 159.75 | LPL30 | 30 | 69 | 2310 | 71 | 85 | Enercon | E70-2.3 | 2012 | 48.0963 | -67.4387
Quebec | Le Plateau I | 159.75 | LPL31 | 31 | 69 | 2310 | 71 | 85 | Enercon | E70-2.3 | 2012 | 48.0977 | -67.436
Quebec | Le Plateau I | 159.75 | LPL32 | 32 | 69 | 2310 | 71 | 85 | Enercon | E70-2.3 | 2012 | 48.0985 | -67.4325
Quebec | Le Plateau I | 159.75 | LPL33 | 33 | 69 | 2310 | 71 | 85 | Enercon | E70-2.3 | 2012 | 48.0961 | -67.4269
Quebec | Le Plateau I | 159.75 | LPL34 | 34 | 69 | 2310 | 71 | 85 | Enercon | E70-2.3 | 2012 | 48.0963 | -67.4216
Quebec | Le Plateau I | 159.75 | LPL35 | 35 | 69 | 2310 | 71 | 85 | Enercon | E70-2.3 | 2012 | 48.0953 | -67.4161
Quebec | Le Plateau I | 159.75 | LPL36 | 36 | 69 | 2310 | 71 | 85 | Enercon | E70-2.3 | 2012 | 48.0961 | -67.4128
Quebec | Le Plateau I | 159.75 | LPL37 | 37 | 69 | 2310 | 71 | 85 | Enercon | E70-2.3 | 2012 | 48.084 | -67.4538
Quebec | Le Plateau I | 159.75 | LPL38 | 38 | 69 | 2310 | 71 | 85 | Enercon | E70-2.3 | 2012 | 48.0842 | -67.4588
Quebec | Le Plateau I | 159.75 | LPL39 | 39 | 69 | 2310 | 71 | 85 | Enercon | E70-2.3 | 2012 | 48.0805 | -67.4587
Quebec | Le Plateau I | 159.75 | LPL40 | 40 | 69 | 2310 | 71 | 85 | Enercon | E70-2.3 | 2012 | 48.0786 | -67.4596
Quebec | Le Plateau I | 159.75 | LPL41 | 41 | 69 | 2310 | 71 | 85 | Enercon | E70-2.3 | 2012 | 48.0642 | -67.4146
Quebec | Le Plateau I | 159.75 | LPL42 | 42 | 69 | 2310 | 71 | 85 | Enercon | E70-2.3 | 2012 | 48.0595 | -67.4127
Quebec | Le Plateau I | 159.75 | LPL43 | 43 | 69 | 2310 | 71 | 85 | Enercon | E70-2.3 | 2012 | 48.0625 | -67.4272
Quebec | Le Plateau I | 159.75 | LPL44 | 44 | 69 | 2310 | 71 | 85 | Enercon | E70-2.3 | 2012 | 48.0615 | -67.4302
Quebec | Le Plateau I | 159.75 | LPL45 | 45 | 69 | 2310 | 71 | 85 | Enercon | E70-2.3 | 2012 | 48.06 | -67.432
Quebec | Le Plateau I | 159.75 | LPL46 | 46 | 69 | 2310 | 71 | 85 | Enercon | E70-2.3 | 2012 | 48.0519 | -67.4285
Quebec | Le Plateau I | 159.75 | LPL47 | 47 | 69 | 2310 | 71 | 85 | Enercon | E70-2.3 | 2012 | 48.0506 | -67.4306
Quebec | Le Plateau I | 159.75 | LPL48 | 48 | 69 | 2310 | 71 | 85 | Enercon | E70-2.3 | 2012 | 48.1182 | -67.4128
Quebec | Le Plateau I | 159.75 | LPL49 | 49 | 69 | 2310 | 71 | 85 | Enercon | E70-2.3 | 2012 | 48.1176 | -67.4157
Quebec | Le Plateau I | 159.75 | LPL50 | 50 | 69 | 2310 | 71 | 85 | Enercon | E70-2.3 | 2012 | 48.116 | -67.4179
Quebec | Le Plateau I | 159.75 | LPL51 | 51 | 69 | 2310 | 71 | 85 | Enercon | E70-2.3 | 2012 | 48.1144 | -67.42
Quebec | Le Plateau I | 159.75 | LPL52 | 52 | 69 | 2310 | 71 | 85 | Enercon | E70-2.3 | 2012 | 48.1125 | -67.4217
Quebec | Le Plateau I | 159.75 | LPL53 | 53 | 69 | 2310 | 71 | 85 | Enercon | E70-2.3 | 2012 | 48.1097 | -67.4208
Quebec | Le Plateau I | 159.75 | LPL54 | 54 | 69 | 2310 | 71 | 85 | Enercon | E70-2.3 | 2012 | 48.1108 | -67.4094
Quebec | Le Plateau I | 159.75 | LPL55 | 55 | 69 | 2310 | 71 | 85 | Enercon | E70-2.3 | 2012 | 48.1124 | -67.4001
Quebec | Le Plateau I | 159.75 | LPL56 | 56 | 69 | 2310 | 71 | 85 | Enercon | E70-2.3 | 2012 | 48.064 | -67.411
Quebec | Le Plateau I | 159.75 | LPL57 | 57 | 69 | 2310 | 71 | 85 | Enercon | E70-2.3 | 2012 | 48.0655 | -67.4051
Quebec | Le Plateau I | 159.75 | LPL58 | 58 | 69 | 2310 | 71 | 85 | Enercon | E70-2.3 | 2012 | 48.0655 | -67.4007
Quebec | Le Plateau I | 159.75 | LPL59 | 59 | 69 | 2310 | 71 | 85 | Enercon | E70-2.3 | 2012 | 48.0664 | -67.3903
Quebec | Le Plateau I | 159.75 | LPL60 | 60 | 69 | 2310 | 71 | 85 | Enercon | E70-2.3 | 2012 | 48.097 | -67.4098
Quebec | Le Plateau II | 159.75 | LPL61 | 61 | 69 | 2350 | 92 | 85 | Enercon | E92-2.35 | 2014 | 48.0651 | -67.5241
Quebec | Le Plateau II | 159.75 | LPL62 | 62 | 69 | 2350 | 92 | 85 | Enercon | E92-2.35 | 2014 | 48.0659 | -67.5072
Quebec | Le Plateau II | 159.75 | LPL63 | 63 | 69 | 2350 | 92 | 85 | Enercon | E92-2.35 | 2014 | 48.0568 | -67.5012
Quebec | Le Plateau II | 159.75 | LPL64 | 64 | 69 | 2350 | 92 | 85 | Enercon | E92-2.35 | 2014 | 48.0531 | -67.4785
Quebec | Le Plateau II | 159.75 | LPL65 | 65 | 69 | 2350 | 92 | 85 | Enercon | E92-2.35 | 2014 | 48.0467 | -67.4534
Quebec | Le Plateau II | 159.75 | LPL66 | 66 | 69 | 2350 | 92 | 85 | Enercon | E92-2.35 | 2014 | 48.0318 | -67.4782
Quebec | Le Plateau II | 159.75 | LPL67 | 67 | 69 | 2350 | 92 | 85 | Enercon | E92-2.35 | 2014 | 48.0287 | -67.4807
Quebec | Le Plateau II | 159.75 | LPL68 | 68 | 69 | 2350 | 92 | 85 | Enercon | E92-2.35 | 2014 | 48.0362 | -67.504
Quebec | Le Plateau II | 159.75 | LPL69 | 69 | 69 | 2350 | 92 | 85 | Enercon | E92-2.35 | 2014 | 48.0352 | -67.5146
Quebec | Le Projet Éoliennes Belle-Rivière (Val-eo) | 24 | BRV1 | 1 | 6 | 4000 | 127 | 113 | Enercon | E126-4.0 | 2021 | 48.467 | -71.7665
Quebec | Le Projet Éoliennes Belle-Rivière (Val-eo) | 24 | BRV2 | 2 | 6 | 4000 | 127 | 113 | Enercon | E126-4.0 | 2021 | 48.4658 | -71.714
Quebec | Le Projet Éoliennes Belle-Rivière (Val-eo) | 24 | BRV3 | 3 | 6 | 4000 | 127 | 113 | Enercon | E126-4.0 | 2021 | 48.4624 | -71.6931
Quebec | Le Projet Éoliennes Belle-Rivière (Val-eo) | 24 | BRV4 | 4 | 6 | 4000 | 127 | 113 | Enercon | E126-4.0 | 2021 | 48.4598 | -71.7326
Quebec | Le Projet Éoliennes Belle-Rivière (Val-eo) | 24 | BRV5 | 5 | 6 | 4000 | 127 | 113 | Enercon | E126-4.0 | 2021 | 48.4702 | -71.7465
Quebec | Le Projet Éoliennes Belle-Rivière (Val-eo) | 24 | BRV6 | 6 | 6 | 4000 | 127 | 113 | Enercon | E126-4.0 | 2021 | 48.448 | -71.7165
Quebec | Massif du Sud | 150 | MDS1 | 1 | 75 | 2000 | 92 | 80 | Senvion | MM92 | 2013 | 46.6088 | -70.3881 | Cannot confirm distribution of MM82 and MM92 turbines
Quebec | Massif du Sud | 150 | MDS2 | 2 | 75 | 2000 | 92 | 80 | Senvion | MM92 | 2013 | 46.6068 | -70.3895 | Cannot confirm distribution of MM82 and MM92 turbines
Quebec | Massif du Sud | 150 | MDS3 | 3 | 75 | 2000 | 92 | 80 | Senvion | MM92 | 2013 | 46.6047 | -70.3907 | Cannot confirm distribution of MM82 and MM92 turbines
Quebec | Massif du Sud | 150 | MDS4 | 4 | 75 | 2000 | 92 | 80 | Senvion | MM92 | 2013 | 46.6026 | -70.3898 | Cannot confirm distribution of MM82 and MM92 turbines
Quebec | Massif du Sud | 150 | MDS5 | 5 | 75 | 2000 | 82 | 80 | Senvion | MM82 | 2013 | 46.5999 | -70.39 | Cannot confirm distribution of MM82 and MM92 turbines
Quebec | Massif du Sud | 150 | MDS6 | 6 | 75 | 2000 | 82 | 80 | Senvion | MM82 | 2013 | 46.5976 | -70.3903 | Cannot confirm distribution of MM82 and MM92 turbines
Quebec | Massif du Sud | 150 | MDS7 | 7 | 75 | 2000 | 82 | 80 | Senvion | MM82 | 2013 | 46.5956 | -70.3887 | Cannot confirm distribution of MM82 and MM92 turbines
Quebec | Massif du Sud | 150 | MDS8 | 8 | 75 | 2000 | 92 | 80 | Senvion | MM92 | 2013 | 46.5945 | -70.3993 | Cannot confirm distribution of MM82 and MM92 turbines
Quebec | Massif du Sud | 150 | MDS9 | 9 | 75 | 2000 | 92 | 80 | Senvion | MM92 | 2013 | 46.5913 | -70.3993 | Cannot confirm distribution of MM82 and MM92 turbines
Quebec | Massif du Sud | 150 | MDS10 | 10 | 75 | 2000 | 92 | 80 | Senvion | MM92 | 2013 | 46.589 | -70.3974 | Cannot confirm distribution of MM82 and MM92 turbines
Quebec | Massif du Sud | 150 | MDS11 | 11 | 75 | 2000 | 92 | 80 | Senvion | MM92 | 2013 | 46.5866 | -70.3991 | Cannot confirm distribution of MM82 and MM92 turbines
Quebec | Massif du Sud | 150 | MDS12 | 12 | 75 | 2000 | 92 | 80 | Senvion | MM92 | 2013 | 46.5783 | -70.3995 | Cannot confirm distribution of MM82 and MM92 turbines
Quebec | Massif du Sud | 150 | MDS13 | 13 | 75 | 2000 | 92 | 80 | Senvion | MM92 | 2013 | 46.5757 | -70.3987 | Cannot confirm distribution of MM82 and MM92 turbines
Quebec | Massif du Sud | 150 | MDS14 | 14 | 75 | 2000 | 92 | 80 | Senvion | MM92 | 2013 | 46.5972 | -70.4151 | Cannot confirm distribution of MM82 and MM92 turbines
Quebec | Massif du Sud | 150 | MDS15 | 15 | 75 | 2000 | 92 | 80 | Senvion | MM92 | 2013 | 46.5945 | -70.4154 | Cannot confirm distribution of MM82 and MM92 turbines
Quebec | Massif du Sud | 150 | MDS16 | 16 | 75 | 2000 | 92 | 80 | Senvion | MM92 | 2013 | 46.5919 | -70.4146 | Cannot confirm distribution of MM82 and MM92 turbines
Quebec | Massif du Sud | 150 | MDS17 | 17 | 75 | 2000 | 92 | 80 | Senvion | MM92 | 2013 | 46.5893 | -70.4142 | Cannot confirm distribution of MM82 and MM92 turbines
Quebec | Massif du Sud | 150 | MDS18 | 18 | 75 | 2000 | 82 | 80 | Senvion | MM82 | 2013 | 46.5896 | -70.4362 | Cannot confirm distribution of MM82 and MM92 turbines
Quebec | Massif du Sud | 150 | MDS19 | 19 | 75 | 2000 | 82 | 80 | Senvion | MM82 | 2013 | 46.5878 | -70.4339 | Cannot confirm distribution of MM82 and MM92 turbines
Quebec | Massif du Sud | 150 | MDS20 | 20 | 75 | 2000 | 82 | 80 | Senvion | MM82 | 2013 | 46.5858 | -70.4321 | Cannot confirm distribution of MM82 and MM92 turbines
Quebec | Massif du Sud | 150 | MDS21 | 21 | 75 | 2000 | 82 | 80 | Senvion | MM82 | 2013 | 46.5839 | -70.4301 | Cannot confirm distribution of MM82 and MM92 turbines
Quebec | Massif du Sud | 150 | MDS22 | 22 | 75 | 2000 | 82 | 80 | Senvion | MM82 | 2013 | 46.5816 | -70.43 | Cannot confirm distribution of MM82 and MM92 turbines
Quebec | Massif du Sud | 150 | MDS23 | 23 | 75 | 2000 | 82 | 80 | Senvion | MM82 | 2013 | 46.5794 | -70.4299 | Cannot confirm distribution of MM82 and MM92 turbines
Quebec | Massif du Sud | 150 | MDS24 | 24 | 75 | 2000 | 82 | 80 | Senvion | MM82 | 2013 | 46.5772 | -70.43 | Cannot confirm distribution of MM82 and MM92 turbines
Quebec | Massif du Sud | 150 | MDS25 | 25 | 75 | 2000 | 82 | 80 | Senvion | MM82 | 2013 | 46.5752 | -70.4317 | Cannot confirm distribution of MM82 and MM92 turbines
Quebec | Massif du Sud | 150 | MDS26 | 26 | 75 | 2000 | 82 | 80 | Senvion | MM82 | 2013 | 46.5735 | -70.4225 | Cannot confirm distribution of MM82 and MM92 turbines
Quebec | Massif du Sud | 150 | MDS27 | 27 | 75 | 2000 | 82 | 80 | Senvion | MM82 | 2013 | 46.5714 | -70.4216 | Cannot confirm distribution of MM82 and MM92 turbines
Quebec | Massif du Sud | 150 | MDS28 | 28 | 75 | 2000 | 82 | 80 | Senvion | MM82 | 2013 | 46.5691 | -70.4217 | Cannot confirm distribution of MM82 and MM92 turbines
Quebec | Massif du Sud | 150 | MDS29 | 29 | 75 | 2000 | 82 | 80 | Senvion | MM82 | 2013 | 46.5655 | -70.422 | Cannot confirm distribution of MM82 and MM92 turbines
Quebec | Massif du Sud | 150 | MDS30 | 30 | 75 | 2000 | 82 | 80 | Senvion | MM82 | 2013 | 46.5634 | -70.4239 | Cannot confirm distribution of MM82 and MM92 turbines
Quebec | Massif du Sud | 150 | MDS31 | 31 | 75 | 2000 | 92 | 80 | Senvion | MM92 | 2013 | 46.561 | -70.4261 | Cannot confirm distribution of MM82 and MM92 turbines
Quebec | Massif du Sud | 150 | MDS32 | 32 | 75 | 2000 | 92 | 80 | Senvion | MM92 | 2013 | 46.5578 | -70.4284 | Cannot confirm distribution of MM82 and MM92 turbines
Quebec | Massif du Sud | 150 | MDS33 | 33 | 75 | 2000 | 92 | 80 | Senvion | MM92 | 2013 | 46.581 | -70.4589 | Cannot confirm distribution of MM82 and MM92 turbines
Quebec | Massif du Sud | 150 | MDS34 | 34 | 75 | 2000 | 92 | 80 | Senvion | MM92 | 2013 | 46.5781 | -70.4579 | Cannot confirm distribution of MM82 and MM92 turbines
Quebec | Massif du Sud | 150 | MDS35 | 35 | 75 | 2000 | 92 | 80 | Senvion | MM92 | 2013 | 46.5763 | -70.4527 | Cannot confirm distribution of MM82 and MM92 turbines
Quebec | Massif du Sud | 150 | MDS36 | 36 | 75 | 2000 | 92 | 80 | Senvion | MM92 | 2013 | 46.5743 | -70.4494 | Cannot confirm distribution of MM82 and MM92 turbines
Quebec | Massif du Sud | 150 | MDS37 | 37 | 75 | 2000 | 92 | 80 | Senvion | MM92 | 2013 | 46.5721 | -70.4471 | Cannot confirm distribution of MM82 and MM92 turbines
Quebec | Massif du Sud | 150 | MDS38 | 38 | 75 | 2000 | 92 | 80 | Senvion | MM92 | 2013 | 46.5753 | -70.4768 | Cannot confirm distribution of MM82 and MM92 turbines
Quebec | Massif du Sud | 150 | MDS39 | 39 | 75 | 2000 | 92 | 80 | Senvion | MM92 | 2013 | 46.5721 | -70.4766 | Cannot confirm distribution of MM82 and MM92 turbines
Quebec | Massif du Sud | 150 | MDS40 | 40 | 75 | 2000 | 82 | 80 | Senvion | MM82 | 2013 | 46.5576 | -70.4586 | Cannot confirm distribution of MM82 and MM92 turbines
Quebec | Massif du Sud | 150 | MDS41 | 41 | 75 | 2000 | 92 | 80 | Senvion | MM92 | 2013 | 46.5699 | -70.4696 | Cannot confirm distribution of MM82 and MM92 turbines
Quebec | Massif du Sud | 150 | MDS42 | 42 | 75 | 2000 | 92 | 80 | Senvion | MM92 | 2013 | 46.5677 | -70.4643 | Cannot confirm distribution of MM82 and MM92 turbines
Quebec | Massif du Sud | 150 | MDS43 | 43 | 75 | 2000 | 92 | 80 | Senvion | MM92 | 2013 | 46.5625 | -70.4604 | Cannot confirm distribution of MM82 and MM92 turbines
Quebec | Massif du Sud | 150 | MDS44 | 44 | 75 | 2000 | 82 | 80 | Senvion | MM82 | 2013 | 46.5554 | -70.4582 | Cannot confirm distribution of MM82 and MM92 turbines
Quebec | Massif du Sud | 150 | MDS45 | 45 | 75 | 2000 | 82 | 80 | Senvion | MM82 | 2013 | 46.5597 | -70.4603 | Cannot confirm distribution of MM82 and MM92 turbines
Quebec | Massif du Sud | 150 | MDS46 | 46 | 75 | 2000 | 92 | 80 | Senvion | MM92 | 2013 | 46.5651 | -70.4615 | Cannot confirm distribution of MM82 and MM92 turbines
Quebec | Massif du Sud | 150 | MDS47 | 47 | 75 | 2000 | 82 | 80 | Senvion | MM82 | 2013 | 46.5423 | -70.4923 | Cannot confirm distribution of MM82 and MM92 turbines
Quebec | Massif du Sud | 150 | MDS48 | 48 | 75 | 2000 | 82 | 80 | Senvion | MM82 | 2013 | 46.5413 | -70.4889 | Cannot confirm distribution of MM82 and MM92 turbines
Quebec | Massif du Sud | 150 | MDS49 | 49 | 75 | 2000 | 82 | 80 | Senvion | MM82 | 2013 | 46.5381 | -70.4877 | Cannot confirm distribution of MM82 and MM92 turbines
Quebec | Massif du Sud | 150 | MDS50 | 50 | 75 | 2000 | 82 | 80 | Senvion | MM82 | 2013 | 46.5368 | -70.4826 | Cannot confirm distribution of MM82 and MM92 turbines
Quebec | Massif du Sud | 150 | MDS51 | 51 | 75 | 2000 | 82 | 80 | Senvion | MM82 | 2013 | 46.5519 | -70.5022 | Cannot confirm distribution of MM82 and MM92 turbines
Quebec | Massif du Sud | 150 | MDS52 | 52 | 75 | 2000 | 82 | 80 | Senvion | MM82 | 2013 | 46.5541 | -70.4989 | Cannot confirm distribution of MM82 and MM92 turbines
Quebec | Massif du Sud | 150 | MDS53 | 53 | 75 | 2000 | 82 | 80 | Senvion | MM82 | 2013 | 46.5565 | -70.4987 | Cannot confirm distribution of MM82 and MM92 turbines
Quebec | Massif du Sud | 150 | MDS54 | 54 | 75 | 2000 | 82 | 80 | Senvion | MM82 | 2013 | 46.558 | -70.5008 | Cannot confirm distribution of MM82 and MM92 turbines
Quebec | Massif du Sud | 150 | MDS55 | 55 | 75 | 2000 | 82 | 80 | Senvion | MM82 | 2013 | 46.5493 | -70.5026 | Cannot confirm distribution of MM82 and MM92 turbines
Quebec | Massif du Sud | 150 | MDS56 | 56 | 75 | 2000 | 82 | 80 | Senvion | MM82 | 2013 | 46.5466 | -70.5023 | Cannot confirm distribution of MM82 and MM92 turbines
Quebec | Massif du Sud | 150 | MDS57 | 57 | 75 | 2000 | 82 | 80 | Senvion | MM82 | 2013 | 46.5449 | -70.4952 | Cannot confirm distribution of MM82 and MM92 turbines
Quebec | Massif du Sud | 150 | MDS58 | 58 | 75 | 2000 | 82 | 80 | Senvion | MM82 | 2013 | 46.5651 | -70.5099 | Cannot confirm distribution of MM82 and MM92 turbines
Quebec | Massif du Sud | 150 | MDS59 | 59 | 75 | 2000 | 92 | 80 | Senvion | MM92 | 2013 | 46.5621 | -70.5135 | Cannot confirm distribution of MM82 and MM92 turbines
Quebec | Massif du Sud | 150 | MDS60 | 60 | 75 | 2000 | 82 | 80 | Senvion | MM82 | 2013 | 46.5905 | -70.5116 | Cannot confirm distribution of MM82 and MM92 turbines
Quebec | Massif du Sud | 150 | MDS61 | 61 | 75 | 2000 | 82 | 80 | Senvion | MM82 | 2013 | 46.5883 | -70.5121 | Cannot confirm distribution of MM82 and MM92 turbines
Quebec | Massif du Sud | 150 | MDS62 | 62 | 75 | 2000 | 82 | 80 | Senvion | MM82 | 2013 | 46.5862 | -70.5131 | Cannot confirm distribution of MM82 and MM92 turbines
Quebec | Massif du Sud | 150 | MDS63 | 63 | 75 | 2000 | 82 | 80 | Senvion | MM82 | 2013 | 46.5843 | -70.5147 | Cannot confirm distribution of MM82 and MM92 turbines
Quebec | Massif du Sud | 150 | MDS64 | 64 | 75 | 2000 | 82 | 80 | Senvion | MM82 | 2013 | 46.5822 | -70.5148 | Cannot confirm distribution of MM82 and MM92 turbines
Quebec | Massif du Sud | 150 | MDS65 | 65 | 75 | 2000 | 82 | 80 | Senvion | MM82 | 2013 | 46.5797 | -70.5133 | Cannot confirm distribution of MM82 and MM92 turbines
Quebec | Massif du Sud | 150 | MDS66 | 66 | 75 | 2000 | 82 | 80 | Senvion | MM82 | 2013 | 46.5783 | -70.5099 | Cannot confirm distribution of MM82 and MM92 turbines
Quebec | Massif du Sud | 150 | MDS67 | 67 | 75 | 2000 | 82 | 80 | Senvion | MM82 | 2013 | 46.5762 | -70.5109 | Cannot confirm distribution of MM82 and MM92 turbines
Quebec | Massif du Sud | 150 | MDS68 | 68 | 75 | 2000 | 82 | 80 | Senvion | MM82 | 2013 | 46.5736 | -70.5062 | Cannot confirm distribution of MM82 and MM92 turbines
Quebec | Massif du Sud | 150 | MDS69 | 69 | 75 | 2000 | 82 | 80 | Senvion | MM82 | 2013 | 46.6009 | -70.5225 | Cannot confirm distribution of MM82 and MM92 turbines
Quebec | Massif du Sud | 150 | MDS70 | 70 | 75 | 2000 | 82 | 80 | Senvion | MM82 | 2013 | 46.5989 | -70.524 | Cannot confirm distribution of MM82 and MM92 turbines
Quebec | Massif du Sud | 150 | MDS71 | 71 | 75 | 2000 | 82 | 80 | Senvion | MM82 | 2013 | 46.5963 | -70.5235 | Cannot confirm distribution of MM82 and MM92 turbines
Quebec | Massif du Sud | 150 | MDS72 | 72 | 75 | 2000 | 82 | 80 | Senvion | MM82 | 2013 | 46.5938 | -70.5243 | Cannot confirm distribution of MM82 and MM92 turbines
Quebec | Massif du Sud | 150 | MDS73 | 73 | 75 | 2000 | 82 | 80 | Senvion | MM82 | 2013 | 46.5916 | -70.525 | Cannot confirm distribution of MM82 and MM92 turbines
Quebec | Massif du Sud | 150 | MDS74 | 74 | 75 | 2000 | 82 | 80 | Senvion | MM82 | 2013 | 46.5891 | -70.526 | Cannot confirm distribution of MM82 and MM92 turbines
Quebec | Massif du Sud | 150 | MDS75 | 75 | 75 | 2000 | 82 | 80 | Senvion | MM82 | 2013 | 46.5872 | -70.5254 | Cannot confirm distribution of MM82 and MM92 turbines
Quebec | Mesgi'g Ugju's'n | 149.25 | MGU1 | 1 | 47 | 3200 | 114 | 100 | Senvion | 3.2-MM114 | 2016 | 48.3634 | -66.6631 | One Senvion MM92-2.050 at 100 m
Quebec | Mesgi'g Ugju's'n | 149.25 | MGU2 | 2 | 47 | 3200 | 114 | 100 | Senvion | 3.2-MM114 | 2016 | 48.3621 | -66.6692 | One Senvion MM92-2.050 at 100 m
Quebec | Mesgi'g Ugju's'n | 149.25 | MGU3 | 3 | 47 | 3200 | 114 | 100 | Senvion | 3.2-MM114 | 2016 | 48.3508 | -66.6691 | One Senvion MM92-2.050 at 100 m
Quebec | Mesgi'g Ugju's'n | 149.25 | MGU4 | 4 | 47 | 3200 | 114 | 100 | Senvion | 3.2-MM114 | 2016 | 48.3532 | -66.6635 | One Senvion MM92-2.050 at 100 m
Quebec | Mesgi'g Ugju's'n | 149.25 | MGU5 | 5 | 47 | 3200 | 114 | 100 | Senvion | 3.2-MM114 | 2016 | 48.3548 | -66.6582 | One Senvion MM92-2.050 at 100 m
Quebec | Mesgi'g Ugju's'n | 149.25 | MGU6 | 6 | 47 | 3200 | 114 | 100 | Senvion | 3.2-MM114 | 2016 | 48.3679 | -66.7019 | One Senvion MM92-2.050 at 100 m
Quebec | Mesgi'g Ugju's'n | 149.25 | MGU7 | 7 | 47 | 3200 | 114 | 100 | Senvion | 3.2-MM114 | 2016 | 48.3639 | -66.6959 | One Senvion MM92-2.050 at 100 m
Quebec | Mesgi'g Ugju's'n | 149.25 | MGU8 | 8 | 47 | 3200 | 114 | 100 | Senvion | 3.2-MM114 | 2016 | 48.3624 | -66.7123 | One Senvion MM92-2.050 at 100 m
Quebec | Mesgi'g Ugju's'n | 149.25 | MGU9 | 9 | 47 | 3200 | 114 | 100 | Senvion | 3.2-MM114 | 2016 | 48.3592 | -66.7113 | One Senvion MM92-2.050 at 100 m
Quebec | Mesgi'g Ugju's'n | 149.25 | MGU10 | 10 | 47 | 3200 | 114 | 100 | Senvion | 3.2-MM114 | 2016 | 48.3482 | -66.7181 | One Senvion MM92-2.050 at 100 m
Quebec | Mesgi'g Ugju's'n | 149.25 | MGU11 | 11 | 47 | 3200 | 114 | 100 | Senvion | 3.2-MM114 | 2016 | 48.347 | -66.7056 | One Senvion MM92-2.050 at 100 m
Quebec | Mesgi'g Ugju's'n | 149.25 | MGU12 | 12 | 47 | 3200 | 114 | 100 | Senvion | 3.2-MM114 | 2016 | 48.3501 | -66.7046 | One Senvion MM92-2.050 at 100 m
Quebec | Mesgi'g Ugju's'n | 149.25 | MGU13 | 13 | 47 | 3200 | 114 | 100 | Senvion | 3.2-MM114 | 2016 | 48.3329 | -66.7756 | One Senvion MM92-2.050 at 100 m
Quebec | Mesgi'g Ugju's'n | 149.25 | MGU14 | 14 | 47 | 3200 | 114 | 100 | Senvion | 3.2-MM114 | 2016 | 48.3268 | -66.7787 | One Senvion MM92-2.050 at 100 m
Quebec | Mesgi'g Ugju's'n | 149.25 | MGU15 | 15 | 47 | 3200 | 114 | 100 | Senvion | 3.2-MM114 | 2016 | 48.3222 | -66.7732 | One Senvion MM92-2.050 at 100 m
Quebec | Mesgi'g Ugju's'n | 149.25 | MGU16 | 16 | 47 | 3200 | 114 | 100 | Senvion | 3.2-MM114 | 2016 | 48.3187 | -66.7685 | One Senvion MM92-2.050 at 100 m
Quebec | Mesgi'g Ugju's'n | 149.25 | MGU17 | 17 | 47 | 3200 | 114 | 100 | Senvion | 3.2-MM114 | 2016 | 48.3157 | -66.7709 | One Senvion MM92-2.050 at 100 m
Quebec | Mesgi'g Ugju's'n | 149.25 | MGU18 | 18 | 47 | 3200 | 114 | 100 | Senvion | 3.2-MM114 | 2016 | 48.3136 | -66.7899 | One Senvion MM92-2.050 at 100 m
Quebec | Mesgi'g Ugju's'n | 149.25 | MGU19 | 19 | 47 | 3200 | 114 | 100 | Senvion | 3.2-MM114 | 2016 | 48.2996 | -66.7971 | One Senvion MM92-2.050 at 100 m
Quebec | Mesgi'g Ugju's'n | 149.25 | MGU20 | 20 | 47 | 3200 | 114 | 100 | Senvion | 3.2-MM114 | 2016 | 48.2972 | -66.8013 | One Senvion MM92-2.050 at 100 m
Quebec | Mesgi'g Ugju's'n | 149.25 | MGU21 | 21 | 47 | 3200 | 114 | 100 | Senvion | 3.2-MM114 | 2016 | 48.2866 | -66.7766 | One Senvion MM92-2.050 at 100 m
Quebec | Mesgi'g Ugju's'n | 149.25 | MGU22 | 22 | 47 | 3200 | 114 | 100 | Senvion | 3.2-MM114 | 2016 | 48.2822 | -66.7757 | One Senvion MM92-2.050 at 100 m
Quebec | Mesgi'g Ugju's'n | 149.25 | MGU23 | 23 | 47 | 3200 | 114 | 100 | Senvion | 3.2-MM114 | 2016 | 48.2767 | -66.7634 | One Senvion MM92-2.050 at 100 m
Quebec | Mesgi'g Ugju's'n | 149.25 | MGU24 | 24 | 47 | 3200 | 114 | 100 | Senvion | 3.2-MM114 | 2016 | 48.2618 | -66.7576 | One Senvion MM92-2.050 at 100 m
Quebec | Mesgi'g Ugju's'n | 149.25 | MGU25 | 25 | 47 | 3200 | 114 | 100 | Senvion | 3.2-MM114 | 2016 | 48.2752 | -66.7976 | One Senvion MM92-2.050 at 100 m
Quebec | Mesgi'g Ugju's'n | 149.25 | MGU26 | 26 | 47 | 3200 | 114 | 100 | Senvion | 3.2-MM114 | 2016 | 48.2718 | -66.7939 | One Senvion MM92-2.050 at 100 m
Quebec | Mesgi'g Ugju's'n | 149.25 | MGU27 | 27 | 47 | 3200 | 114 | 100 | Senvion | 3.2-MM114 | 2016 | 48.2684 | -66.7926 | One Senvion MM92-2.050 at 100 m
Quebec | Mesgi'g Ugju's'n | 149.25 | MGU28 | 28 | 47 | 3200 | 114 | 100 | Senvion | 3.2-MM114 | 2016 | 48.2648 | -66.7925 | One Senvion MM92-2.050 at 100 m
Quebec | Mesgi'g Ugju's'n | 149.25 | MGU29 | 29 | 47 | 3200 | 114 | 100 | Senvion | 3.2-MM114 | 2016 | 48.2577 | -66.7281 | One Senvion MM92-2.050 at 100 m
Quebec | Mesgi'g Ugju's'n | 149.25 | MGU30 | 30 | 47 | 3200 | 114 | 100 | Senvion | 3.2-MM114 | 2016 | 48.2637 | -66.7257 | One Senvion MM92-2.050 at 100 m
Quebec | Mesgi'g Ugju's'n | 149.25 | MGU31 | 31 | 47 | 3200 | 114 | 100 | Senvion | 3.2-MM114 | 2016 | 48.266 | -66.708 | One Senvion MM92-2.050 at 100 m
Quebec | Mesgi'g Ugju's'n | 149.25 | MGU32 | 32 | 47 | 3200 | 114 | 100 | Senvion | 3.2-MM114 | 2016 | 48.2714 | -66.6902 | One Senvion MM92-2.050 at 100 m
Quebec | Mesgi'g Ugju's'n | 149.25 | MGU33 | 33 | 47 | 3200 | 114 | 100 | Senvion | 3.2-MM114 | 2016 | 48.2737 | -66.6852 | One Senvion MM92-2.050 at 100 m
Quebec | Mesgi'g Ugju's'n | 149.25 | MGU34 | 34 | 47 | 3200 | 114 | 100 | Senvion | 3.2-MM114 | 2016 | 48.2761 | -66.6811 | One Senvion MM92-2.050 at 100 m
Quebec | Mesgi'g Ugju's'n | 149.25 | MGU35 | 35 | 47 | 3200 | 114 | 100 | Senvion | 3.2-MM114 | 2016 | 48.287 | -66.7146 | One Senvion MM92-2.050 at 100 m
Quebec | Mesgi'g Ugju's'n | 149.25 | MGU36 | 36 | 47 | 3200 | 114 | 100 | Senvion | 3.2-MM114 | 2016 | 48.2897 | -66.7113 | One Senvion MM92-2.050 at 100 m
Quebec | Mesgi'g Ugju's'n | 149.25 | MGU37 | 37 | 47 | 3200 | 114 | 100 | Senvion | 3.2-MM114 | 2016 | 48.293 | -66.698 | One Senvion MM92-2.050 at 100 m
Quebec | Mesgi'g Ugju's'n | 149.25 | MGU38 | 38 | 47 | 3200 | 114 | 100 | Senvion | 3.2-MM114 | 2016 | 48.2964 | -66.6935 | One Senvion MM92-2.050 at 100 m
Quebec | Mesgi'g Ugju's'n | 149.25 | MGU39 | 39 | 47 | 3200 | 114 | 100 | Senvion | 3.2-MM114 | 2016 | 48.3091 | -66.7294 | One Senvion MM92-2.050 at 100 m
Quebec | Mesgi'g Ugju's'n | 149.25 | MGU40 | 40 | 47 | 3200 | 114 | 100 | Senvion | 3.2-MM114 | 2016 | 48.302 | -66.7181 | One Senvion MM92-2.050 at 100 m
Quebec | Mesgi'g Ugju's'n | 149.25 | MGU41 | 41 | 47 | 3200 | 114 | 100 | Senvion | 3.2-MM114 | 2016 | 48.304 | -66.7125 | One Senvion MM92-2.050 at 100 m
Quebec | Mesgi'g Ugju's'n | 149.25 | MGU42 | 42 | 47 | 3200 | 114 | 100 | Senvion | 3.2-MM114 | 2016 | 48.3116 | -66.7047 | One Senvion MM92-2.050 at 100 m
Quebec | Mesgi'g Ugju's'n | 149.25 | MGU43 | 43 | 47 | 3200 | 114 | 100 | Senvion | 3.2-MM114 | 2016 | 48.3067 | -66.7035 | One Senvion MM92-2.050 at 100 m
Quebec | Mesgi'g Ugju's'n | 149.25 | MGU44 | 44 | 47 | 3200 | 114 | 100 | Senvion | 3.2-MM114 | 2016 | 48.317 | -66.6903 | One Senvion MM92-2.050 at 100 m
Quebec | Mesgi'g Ugju's'n | 149.25 | MGU45 | 45 | 47 | 3200 | 114 | 100 | Senvion | 3.2-MM114 | 2016 | 48.3119 | -66.6915 | One Senvion MM92-2.050 at 100 m
Quebec | Mesgi'g Ugju's'n | 149.25 | MGU46 | 46 | 47 | 3200 | 114 | 100 | Senvion | 3.2-MM114 | 2016 | 48.315 | -66.6684 | One Senvion MM92-2.050 at 100 m
Quebec | Mesgi'g Ugju's'n | 149.25 | MGU47 | 47 | 47 | 3200 | 114 | 100 | Senvion | 3.2-MM114 | 2016 | 48.3129 | -66.6731 | One Senvion MM92-2.050 at 100 m
Quebec | Mont Copper | 54 | MCR1 | 1 | 30 | 1800 | 80 | 67 | Vestas | V80-1.8 | 2004 | 48.9779 | -65.5506
Quebec | Mont Copper | 54 | MCR2 | 2 | 30 | 1800 | 80 | 67 | Vestas | V80-1.8 | 2004 | 48.9737 | -65.5536
Quebec | Mont Copper | 54 | MCR3 | 3 | 30 | 1800 | 80 | 67 | Vestas | V80-1.8 | 2004 | 48.9789 | -65.5447
Quebec | Mont Copper | 54 | MCR4 | 4 | 30 | 1800 | 80 | 67 | Vestas | V80-1.8 | 2004 | 48.9702 | -65.5528
Quebec | Mont Copper | 54 | MCR5 | 5 | 30 | 1800 | 80 | 67 | Vestas | V80-1.8 | 2004 | 48.9672 | -65.55
Quebec | Mont Copper | 54 | MCR6 | 6 | 30 | 1800 | 80 | 67 | Vestas | V80-1.8 | 2004 | 48.9651 | -65.5465
Quebec | Mont Copper | 54 | MCR7 | 7 | 30 | 1800 | 80 | 67 | Vestas | V80-1.8 | 2004 | 48.965 | -65.5408
Quebec | Mont Copper | 54 | MCR8 | 8 | 30 | 1800 | 80 | 67 | Vestas | V80-1.8 | 2004 | 48.962 | -65.5441
Quebec | Mont Copper | 54 | MCR9 | 9 | 30 | 1800 | 80 | 67 | Vestas | V80-1.8 | 2004 | 48.9706 | -65.5579
Quebec | Mont Copper | 54 | MCR10 | 10 | 30 | 1800 | 80 | 67 | Vestas | V80-1.8 | 2004 | 48.968 | -65.5601
Quebec | Mont Copper | 54 | MCR11 | 11 | 30 | 1800 | 80 | 67 | Vestas | V80-1.8 | 2004 | 48.9643 | -65.5547
Quebec | Mont Copper | 54 | MCR12 | 12 | 30 | 1800 | 80 | 67 | Vestas | V80-1.8 | 2004 | 48.9518 | -65.5605
Quebec | Mont Copper | 54 | MCR13 | 13 | 30 | 1800 | 80 | 67 | Vestas | V80-1.8 | 2004 | 48.9499 | -65.5511
Quebec | Mont Copper | 54 | MCR14 | 14 | 30 | 1800 | 80 | 67 | Vestas | V80-1.8 | 2004 | 48.9528 | -65.5496
Quebec | Mont Copper | 54 | MCR15 | 15 | 30 | 1800 | 80 | 67 | Vestas | V80-1.8 | 2004 | 48.9521 | -65.5453
Quebec | Mont Copper | 54 | MCR16 | 16 | 30 | 1800 | 80 | 67 | Vestas | V80-1.8 | 2004 | 48.951 | -65.5409
Quebec | Mont Copper | 54 | MCR17 | 17 | 30 | 1800 | 80 | 67 | Vestas | V80-1.8 | 2004 | 48.9492 | -65.5371
Quebec | Mont Copper | 54 | MCR18 | 18 | 30 | 1800 | 80 | 67 | Vestas | V80-1.8 | 2004 | 48.9474 | -65.5331
Quebec | Mont Copper | 54 | MCR19 | 19 | 30 | 1800 | 80 | 67 | Vestas | V80-1.8 | 2004 | 48.9455 | -65.5291
Quebec | Mont Copper | 54 | MCR20 | 20 | 30 | 1800 | 80 | 67 | Vestas | V80-1.8 | 2004 | 48.9415 | -65.5288
Quebec | Mont Copper | 54 | MCR21 | 21 | 30 | 1800 | 80 | 67 | Vestas | V80-1.8 | 2004 | 48.9383 | -65.5283
Quebec | Mont Copper | 54 | MCR22 | 22 | 30 | 1800 | 80 | 67 | Vestas | V80-1.8 | 2004 | 48.9552 | -65.5531
Quebec | Mont Copper | 54 | MCR23 | 23 | 30 | 1800 | 80 | 67 | Vestas | V80-1.8 | 2004 | 48.9419 | -65.5745
Quebec | Mont Copper | 54 | MCR24 | 24 | 30 | 1800 | 80 | 67 | Vestas | V80-1.8 | 2004 | 48.9383 | -65.572
Quebec | Mont Copper | 54 | MCR25 | 25 | 30 | 1800 | 80 | 67 | Vestas | V80-1.8 | 2004 | 48.9375 | -65.5778
Quebec | Mont Copper | 54 | MCR26 | 26 | 30 | 1800 | 80 | 67 | Vestas | V80-1.8 | 2004 | 48.9372 | -65.5676
Quebec | Mont Copper | 54 | MCR27 | 27 | 30 | 1800 | 80 | 67 | Vestas | V80-1.8 | 2004 | 48.9373 | -65.5624
Quebec | Mont Copper | 54 | MCR28 | 28 | 30 | 1800 | 80 | 67 | Vestas | V80-1.8 | 2004 | 48.9374 | -65.5572
Quebec | Mont Copper | 54 | MCR29 | 29 | 30 | 1800 | 80 | 67 | Vestas | V80-1.8 | 2004 | 48.9366 | -65.5522
Quebec | Mont Copper | 54 | MCR30 | 30 | 30 | 1800 | 80 | 67 | Vestas | V80-1.8 | 2004 | 48.9347 | -65.548
Quebec | Mont Louis | 100.5 | MLO1 | 1 | 67 | 1500 | 77 | 80 | General Electric | GE 1.5SLE | 2011 | 49.2249 | -65.647
Quebec | Mont Louis | 100.5 | MLO2 | 2 | 67 | 1500 | 77 | 80 | General Electric | GE 1.5SLE | 2011 | 49.2235 | -65.6512
Quebec | Mont Louis | 100.5 | MLO3 | 3 | 67 | 1500 | 77 | 80 | General Electric | GE 1.5SLE | 2011 | 49.2215 | -65.6548
Quebec | Mont Louis | 100.5 | MLO4 | 4 | 67 | 1500 | 77 | 80 | General Electric | GE 1.5SLE | 2011 | 49.213 | -65.6558
Quebec | Mont Louis | 100.5 | MLO5 | 5 | 67 | 1500 | 77 | 80 | General Electric | GE 1.5SLE | 2011 | 49.2151 | -65.6523
Quebec | Mont Louis | 100.5 | MLO6 | 6 | 67 | 1500 | 77 | 80 | General Electric | GE 1.5SLE | 2011 | 49.2173 | -65.6492
Quebec | Mont Louis | 100.5 | MLO7 | 7 | 67 | 1500 | 77 | 80 | General Electric | GE 1.5SLE | 2011 | 49.2196 | -65.6466
Quebec | Mont Louis | 100.5 | MLO8 | 8 | 67 | 1500 | 77 | 80 | General Electric | GE 1.5SLE | 2011 | 49.222 | -65.6441
Quebec | Mont Louis | 100.5 | MLO9 | 9 | 67 | 1500 | 77 | 80 | General Electric | GE 1.5SLE | 2011 | 49.224 | -65.6408
Quebec | Mont Louis | 100.5 | MLO10 | 10 | 67 | 1500 | 77 | 80 | General Electric | GE 1.5SLE | 2011 | 49.2085 | -65.6529
Quebec | Mont Louis | 100.5 | MLO11 | 11 | 67 | 1500 | 77 | 80 | General Electric | GE 1.5SLE | 2011 | 49.2111 | -65.6403
Quebec | Mont Louis | 100.5 | MLO12 | 12 | 67 | 1500 | 77 | 80 | General Electric | GE 1.5SLE | 2011 | 49.2047 | -65.6357
Quebec | Mont Louis | 100.5 | MLO13 | 13 | 67 | 1500 | 77 | 80 | General Electric | GE 1.5SLE | 2011 | 49.2045 | -65.6447
Quebec | Mont Louis | 100.5 | MLO14 | 14 | 67 | 1500 | 77 | 80 | General Electric | GE 1.5SLE | 2011 | 49.2029 | -65.6491
Quebec | Mont Louis | 100.5 | MLO15 | 15 | 67 | 1500 | 77 | 80 | General Electric | GE 1.5SLE | 2011 | 49.1999 | -65.6467
Quebec | Mont Louis | 100.5 | MLO16 | 16 | 67 | 1500 | 77 | 80 | General Electric | GE 1.5SLE | 2011 | 49.2065 | -65.6309
Quebec | Mont Louis | 100.5 | MLO17 | 17 | 67 | 1500 | 77 | 80 | General Electric | GE 1.5SLE | 2011 | 49.2086 | -65.6282
Quebec | Mont Louis | 100.5 | MLO18 | 18 | 67 | 1500 | 77 | 80 | General Electric | GE 1.5SLE | 2011 | 49.211 | -65.6251
Quebec | Mont Louis | 100.5 | MLO19 | 19 | 67 | 1500 | 77 | 80 | General Electric | GE 1.5SLE | 2011 | 49.21 | -65.6171
Quebec | Mont Louis | 100.5 | MLO20 | 20 | 67 | 1500 | 77 | 80 | General Electric | GE 1.5SLE | 2011 | 49.2081 | -65.6217
Quebec | Mont Louis | 100.5 | MLO21 | 21 | 67 | 1500 | 77 | 80 | General Electric | GE 1.5SLE | 2011 | 49.2064 | -65.61
Quebec | Mont Louis | 100.5 | MLO22 | 22 | 67 | 1500 | 77 | 80 | General Electric | GE 1.5SLE | 2011 | 49.2026 | -65.61
Quebec | Mont Louis | 100.5 | MLO23 | 23 | 67 | 1500 | 77 | 80 | General Electric | GE 1.5SLE | 2011 | 49.2018 | -65.6022
Quebec | Mont Louis | 100.5 | MLO24 | 24 | 67 | 1500 | 77 | 80 | General Electric | GE 1.5SLE | 2011 | 49.198 | -65.6063
Quebec | Mont Louis | 100.5 | MLO25 | 25 | 67 | 1500 | 77 | 80 | General Electric | GE 1.5SLE | 2011 | 49.194 | -65.6057
Quebec | Mont Louis | 100.5 | MLO26 | 26 | 67 | 1500 | 77 | 80 | General Electric | GE 1.5SLE | 2011 | 49.1961 | -65.613
Quebec | Mont Louis | 100.5 | MLO27 | 27 | 67 | 1500 | 77 | 80 | General Electric | GE 1.5SLE | 2011 | 49.1988 | -65.6182
Quebec | Mont Louis | 100.5 | MLO28 | 28 | 67 | 1500 | 77 | 80 | General Electric | GE 1.5SLE | 2011 | 49.2013 | -65.6159
Quebec | Mont Louis | 100.5 | MLO29 | 29 | 67 | 1500 | 77 | 80 | General Electric | GE 1.5SLE | 2011 | 49.1982 | -65.6273
Quebec | Mont Louis | 100.5 | MLO30 | 30 | 67 | 1500 | 77 | 80 | General Electric | GE 1.5SLE | 2011 | 49.1885 | -65.6443
Quebec | Mont Louis | 100.5 | MLO31 | 31 | 67 | 1500 | 77 | 80 | General Electric | GE 1.5SLE | 2011 | 49.1872 | -65.6496
Quebec | Mont Louis | 100.5 | MLO32 | 32 | 67 | 1500 | 77 | 80 | General Electric | GE 1.5SLE | 2011 | 49.1857 | -65.6534
Quebec | Mont Louis | 100.5 | MLO33 | 33 | 67 | 1500 | 77 | 80 | General Electric | GE 1.5SLE | 2011 | 49.1832 | -65.6445
Quebec | Mont Louis | 100.5 | MLO34 | 34 | 67 | 1500 | 77 | 80 | General Electric | GE 1.5SLE | 2011 | 49.1812 | -65.6549
Quebec | Mont Louis | 100.5 | MLO35 | 35 | 67 | 1500 | 77 | 80 | General Electric | GE 1.5SLE | 2011 | 49.176 | -65.6531
Quebec | Mont Louis | 100.5 | MLO36 | 36 | 67 | 1500 | 77 | 80 | General Electric | GE 1.5SLE | 2011 | 49.179 | -65.6269
Quebec | Mont Louis | 100.5 | MLO37 | 37 | 67 | 1500 | 77 | 80 | General Electric | GE 1.5SLE | 2011 | 49.1779 | -65.6395
Quebec | Mont Louis | 100.5 | MLO38 | 38 | 67 | 1500 | 77 | 80 | General Electric | GE 1.5SLE | 2011 | 49.1751 | -65.6374
Quebec | Mont Louis | 100.5 | MLO39 | 39 | 67 | 1500 | 77 | 80 | General Electric | GE 1.5SLE | 2011 | 49.1731 | -65.6409
Quebec | Mont Louis | 100.5 | MLO40 | 40 | 67 | 1500 | 77 | 80 | General Electric | GE 1.5SLE | 2011 | 49.1721 | -65.6508
Quebec | Mont Louis | 100.5 | MLO41 | 41 | 67 | 1500 | 77 | 80 | General Electric | GE 1.5SLE | 2011 | 49.17 | -65.623
Quebec | Mont Louis | 100.5 | MLO42 | 42 | 67 | 1500 | 77 | 80 | General Electric | GE 1.5SLE | 2011 | 49.1716 | -65.6186
Quebec | Mont Louis | 100.5 | MLO43 | 43 | 67 | 1500 | 77 | 80 | General Electric | GE 1.5SLE | 2011 | 49.1678 | -65.6348
Quebec | Mont Louis | 100.5 | MLO44 | 44 | 67 | 1500 | 77 | 80 | General Electric | GE 1.5SLE | 2011 | 49.1668 | -65.6392
Quebec | Mont Louis | 100.5 | MLO45 | 45 | 67 | 1500 | 77 | 80 | General Electric | GE 1.5SLE | 2011 | 49.1653 | -65.6442
Quebec | Mont Louis | 100.5 | MLO46 | 46 | 67 | 1500 | 77 | 80 | General Electric | GE 1.5SLE | 2011 | 49.1626 | -65.6462
Quebec | Mont Louis | 100.5 | MLO47 | 47 | 67 | 1500 | 77 | 80 | General Electric | GE 1.5SLE | 2011 | 49.1579 | -65.6407
Quebec | Mont Louis | 100.5 | MLO48 | 48 | 67 | 1500 | 77 | 80 | General Electric | GE 1.5SLE | 2011 | 49.1532 | -65.6353
Quebec | Mont Louis | 100.5 | MLO49 | 49 | 67 | 1500 | 77 | 80 | General Electric | GE 1.5SLE | 2011 | 49.1551 | -65.6296
Quebec | Mont Louis | 100.5 | MLO50 | 50 | 67 | 1500 | 77 | 80 | General Electric | GE 1.5SLE | 2011 | 49.1541 | -65.6235
Quebec | Mont Louis | 100.5 | MLO51 | 51 | 67 | 1500 | 77 | 80 | General Electric | GE 1.5SLE | 2011 | 49.1572 | -65.6128
Quebec | Mont Louis | 100.5 | MLO52 | 52 | 67 | 1500 | 77 | 80 | General Electric | GE 1.5SLE | 2011 | 49.1581 | -65.6083
Quebec | Mont Louis | 100.5 | MLO53 | 53 | 67 | 1500 | 77 | 80 | General Electric | GE 1.5SLE | 2011 | 49.1556 | -65.6036
Quebec | Mont Louis | 100.5 | MLO54 | 54 | 67 | 1500 | 77 | 80 | General Electric | GE 1.5SLE | 2011 | 49.1514 | -65.639
Quebec | Mont Louis | 100.5 | MLO55 | 55 | 67 | 1500 | 77 | 80 | General Electric | GE 1.5SLE | 2011 | 49.1492 | -65.6421
Quebec | Mont Louis | 100.5 | MLO56 | 56 | 67 | 1500 | 77 | 80 | General Electric | GE 1.5SLE | 2011 | 49.1483 | -65.6475
Quebec | Mont Louis | 100.5 | MLO57 | 57 | 67 | 1500 | 77 | 80 | General Electric | GE 1.5SLE | 2011 | 49.2223 | -65.6863
Quebec | Mont Louis | 100.5 | MLO58 | 58 | 67 | 1500 | 77 | 80 | General Electric | GE 1.5SLE | 2011 | 49.2239 | -65.6817
Quebec | Mont Louis | 100.5 | MLO59 | 59 | 67 | 1500 | 77 | 80 | General Electric | GE 1.5SLE | 2011 | 49.2189 | -65.681
Quebec | Mont Louis | 100.5 | MLO60 | 60 | 67 | 1500 | 77 | 80 | General Electric | GE 1.5SLE | 2011 | 49.2157 | -65.6832
Quebec | Mont Louis | 100.5 | MLO61 | 61 | 67 | 1500 | 77 | 80 | General Electric | GE 1.5SLE | 2011 | 49.198 | -65.6623
Quebec | Mont Louis | 100.5 | MLO62 | 62 | 67 | 1500 | 77 | 80 | General Electric | GE 1.5SLE | 2011 | 49.1969 | -65.6674
Quebec | Mont Louis | 100.5 | MLO63 | 63 | 67 | 1500 | 77 | 80 | General Electric | GE 1.5SLE | 2011 | 49.195 | -65.6709
Quebec | Mont Louis | 100.5 | MLO64 | 64 | 67 | 1500 | 77 | 80 | General Electric | GE 1.5SLE | 2011 | 49.1912 | -65.6603
Quebec | Mont Louis | 100.5 | MLO65 | 65 | 67 | 1500 | 77 | 80 | General Electric | GE 1.5SLE | 2011 | 49.1882 | -65.6573
Quebec | Mont Louis | 100.5 | MLO66 | 66 | 67 | 1500 | 77 | 80 | General Electric | GE 1.5SLE | 2011 | 49.1865 | -65.6613
Quebec | Mont Louis | 100.5 | MLO67 | 67 | 67 | 1500 | 77 | 80 | General Electric | GE 1.5SLE | 2011 | 49.2105 | -65.6919
Quebec | Mont Miller | 54 | MMR1 | 1 | 30 | 1800 | 80 | 80 | Vestas | V80-1.8 | 2005 | 48.9981 | -65.4863
Quebec | Mont Miller | 54 | MMR2 | 2 | 30 | 1800 | 80 | 80 | Vestas | V80-1.8 | 2005 | 48.9998 | -65.4808
Quebec | Mont Miller | 54 | MMR3 | 3 | 30 | 1800 | 80 | 80 | Vestas | V80-1.8 | 2005 | 49.002 | -65.4746
Quebec | Mont Miller | 54 | MMR4 | 4 | 30 | 1800 | 80 | 80 | Vestas | V80-1.8 | 2005 | 48.9958 | -65.4769
Quebec | Mont Miller | 54 | MMR5 | 5 | 30 | 1800 | 80 | 80 | Vestas | V80-1.8 | 2005 | 49.0026 | -65.5199
Quebec | Mont Miller | 54 | MMR6 | 6 | 30 | 1800 | 80 | 80 | Vestas | V80-1.8 | 2005 | 49.0027 | -65.5255
Quebec | Mont Miller | 54 | MMR7 | 7 | 30 | 1800 | 80 | 80 | Vestas | V80-1.8 | 2005 | 49.0038 | -65.507
Quebec | Mont Miller | 54 | MMR8 | 8 | 30 | 1800 | 80 | 80 | Vestas | V80-1.8 | 2005 | 49.001 | -65.506
Quebec | Mont Miller | 54 | MMR9 | 9 | 30 | 1800 | 80 | 80 | Vestas | V80-1.8 | 2005 | 48.9981 | -65.505
Quebec | Mont Miller | 54 | MMR10 | 10 | 30 | 1800 | 80 | 80 | Vestas | V80-1.8 | 2005 | 48.9933 | -65.5023
Quebec | Mont Miller | 54 | MMR11 | 11 | 30 | 1800 | 80 | 80 | Vestas | V80-1.8 | 2005 | 48.9908 | -65.5001
Quebec | Mont Miller | 54 | MMR12 | 12 | 30 | 1800 | 80 | 80 | Vestas | V80-1.8 | 2005 | 48.9884 | -65.4965
Quebec | Mont Miller | 54 | MMR13 | 13 | 30 | 1800 | 80 | 80 | Vestas | V80-1.8 | 2005 | 48.9856 | -65.494
Quebec | Mont Miller | 54 | MMR14 | 14 | 30 | 1800 | 80 | 80 | Vestas | V80-1.8 | 2005 | 48.9834 | -65.4902
Quebec | Mont Miller | 54 | MMR15 | 15 | 30 | 1800 | 80 | 80 | Vestas | V80-1.8 | 2005 | 48.9816 | -65.4866
Quebec | Mont Miller | 54 | MMR16 | 16 | 30 | 1800 | 80 | 80 | Vestas | V80-1.8 | 2005 | 48.9787 | -65.4852
Quebec | Mont Miller | 54 | MMR17 | 17 | 30 | 1800 | 80 | 80 | Vestas | V80-1.8 | 2005 | 48.9757 | -65.4843
Quebec | Mont Miller | 54 | MMR18 | 18 | 30 | 1800 | 80 | 80 | Vestas | V80-1.8 | 2005 | 48.9732 | -65.4822
Quebec | Mont Miller | 54 | MMR19 | 19 | 30 | 1800 | 80 | 80 | Vestas | V80-1.8 | 2005 | 48.9702 | -65.4802
Quebec | Mont Miller | 54 | MMR20 | 20 | 30 | 1800 | 80 | 80 | Vestas | V80-1.8 | 2005 | 48.9671 | -65.4784
Quebec | Mont Miller | 54 | MMR21 | 21 | 30 | 1800 | 80 | 80 | Vestas | V80-1.8 | 2005 | 48.9637 | -65.4777
Quebec | Mont Miller | 54 | MMR22 | 22 | 30 | 1800 | 80 | 80 | Vestas | V80-1.8 | 2005 | 48.9601 | -65.4762
Quebec | Mont Miller | 54 | MMR23 | 23 | 30 | 1800 | 80 | 80 | Vestas | V80-1.8 | 2005 | 48.9565 | -65.4762
Quebec | Mont Miller | 54 | MMR24 | 24 | 30 | 1800 | 80 | 80 | Vestas | V80-1.8 | 2005 | 48.9542 | -65.4791
Quebec | Mont Miller | 54 | MMR25 | 25 | 30 | 1800 | 80 | 80 | Vestas | V80-1.8 | 2005 | 48.9481 | -65.4617
Quebec | Mont Miller | 54 | MMR26 | 26 | 30 | 1800 | 80 | 80 | Vestas | V80-1.8 | 2005 | 48.9524 | -65.4563
Quebec | Mont Miller | 54 | MMR27 | 27 | 30 | 1800 | 80 | 80 | Vestas | V80-1.8 | 2005 | 48.955 | -65.4671
Quebec | Mont Miller | 54 | MMR28 | 28 | 30 | 1800 | 80 | 80 | Vestas | V80-1.8 | 2005 | 48.9461 | -65.4686
Quebec | Mont Miller | 54 | MMR29 | 29 | 30 | 1800 | 80 | 80 | Vestas | V80-1.8 | 2005 | 48.9977 | -65.4735
Quebec | Mont Miller | 54 | MMR30 | 30 | 30 | 1800 | 80 | 80 | Vestas | V80-1.8 | 2005 | 48.9987 | -65.4686
Quebec | Mont Sainte-Marguerite | 147.2 | MSM1 | 1 | 46 | 3200 | 113 | 92.5 | Siemens | SWT 3.2-113 | 2018 | 46.355 | -71.0787
Quebec | Mont Sainte-Marguerite | 147.2 | MSM2 | 2 | 46 | 3200 | 113 | 92.5 | Siemens | SWT 3.2-113 | 2018 | 46.349 | -71.0887
Quebec | Mont Sainte-Marguerite | 147.2 | MSM3 | 3 | 46 | 3200 | 113 | 92.5 | Siemens | SWT 3.2-113 | 2018 | 46.3442 | -71.0885
Quebec | Mont Sainte-Marguerite | 147.2 | MSM4 | 4 | 46 | 3200 | 113 | 92.5 | Siemens | SWT 3.2-113 | 2018 | 46.3409 | -71.0865
Quebec | Mont Sainte-Marguerite | 147.2 | MSM5 | 5 | 46 | 3200 | 113 | 92.5 | Siemens | SWT 3.2-113 | 2018 | 46.3371 | -71.0839
Quebec | Mont Sainte-Marguerite | 147.2 | MSM6 | 6 | 46 | 3200 | 113 | 92.5 | Siemens | SWT 3.2-113 | 2018 | 46.3336 | -71.0799
Quebec | Mont Sainte-Marguerite | 147.2 | MSM7 | 7 | 46 | 3200 | 113 | 92.5 | Siemens | SWT 3.2-113 | 2018 | 46.3021 | -71.061
Quebec | Mont Sainte-Marguerite | 147.2 | MSM8 | 8 | 46 | 3200 | 113 | 92.5 | Siemens | SWT 3.2-113 | 2018 | 46.2987 | -71.0545
Quebec | Mont Sainte-Marguerite | 147.2 | MSM9 | 9 | 46 | 3200 | 113 | 92.5 | Siemens | SWT 3.2-113 | 2018 | 46.3418 | -71.1085
Quebec | Mont Sainte-Marguerite | 147.2 | MSM10 | 10 | 46 | 3200 | 113 | 92.5 | Siemens | SWT 3.2-113 | 2018 | 46.3382 | -71.1049
Quebec | Mont Sainte-Marguerite | 147.2 | MSM11 | 11 | 46 | 3200 | 113 | 92.5 | Siemens | SWT 3.2-113 | 2018 | 46.3751 | -71.1293
Quebec | Mont Sainte-Marguerite | 147.2 | MSM12 | 12 | 46 | 3200 | 113 | 92.5 | Siemens | SWT 3.2-113 | 2018 | 46.369 | -71.139
Quebec | Mont Sainte-Marguerite | 147.2 | MSM13 | 13 | 46 | 3200 | 113 | 92.5 | Siemens | SWT 3.2-113 | 2018 | 46.3607 | -71.1539
Quebec | Mont Sainte-Marguerite | 147.2 | MSM14 | 14 | 46 | 3200 | 113 | 92.5 | Siemens | SWT 3.2-113 | 2018 | 46.3636 | -71.1616
Quebec | Mont Sainte-Marguerite | 147.2 | MSM15 | 15 | 46 | 3200 | 113 | 92.5 | Siemens | SWT 3.2-113 | 2018 | 46.3583 | -71.1701
Quebec | Mont Sainte-Marguerite | 147.2 | MSM16 | 16 | 46 | 3200 | 113 | 92.5 | Siemens | SWT 3.2-113 | 2018 | 46.3566 | -71.1565
Quebec | Mont Sainte-Marguerite | 147.2 | MSM17 | 17 | 46 | 3200 | 113 | 92.5 | Siemens | SWT 3.2-113 | 2018 | 46.3562 | -71.1405
Quebec | Mont Sainte-Marguerite | 147.2 | MSM18 | 18 | 46 | 3200 | 113 | 92.5 | Siemens | SWT 3.2-113 | 2018 | 46.352 | -71.1383
Quebec | Mont Sainte-Marguerite | 147.2 | MSM19 | 19 | 46 | 3200 | 113 | 92.5 | Siemens | SWT 3.2-113 | 2018 | 46.3482 | -71.1336
Quebec | Mont Sainte-Marguerite | 147.2 | MSM20 | 20 | 46 | 3200 | 113 | 92.5 | Siemens | SWT 3.2-113 | 2018 | 46.3289 | -71.142
Quebec | Mont Sainte-Marguerite | 147.2 | MSM21 | 21 | 46 | 3200 | 113 | 92.5 | Siemens | SWT 3.2-113 | 2018 | 46.3203 | -71.1358
Quebec | Mont Sainte-Marguerite | 147.2 | MSM22 | 22 | 46 | 3200 | 113 | 92.5 | Siemens | SWT 3.2-113 | 2018 | 46.3127 | -71.1447
Quebec | Mont Sainte-Marguerite | 147.2 | MSM23 | 23 | 46 | 3200 | 113 | 92.5 | Siemens | SWT 3.2-113 | 2018 | 46.3105 | -71.1407
Quebec | Mont Sainte-Marguerite | 147.2 | MSM24 | 24 | 46 | 3200 | 113 | 92.5 | Siemens | SWT 3.2-113 | 2018 | 46.308 | -71.1376
Quebec | Mont Sainte-Marguerite | 147.2 | MSM25 | 25 | 46 | 3200 | 113 | 92.5 | Siemens | SWT 3.2-113 | 2018 | 46.3138 | -71.128
Quebec | Mont Sainte-Marguerite | 147.2 | MSM26 | 26 | 46 | 3200 | 113 | 92.5 | Siemens | SWT 3.2-113 | 2018 | 46.3195 | -71.1733
Quebec | Mont Sainte-Marguerite | 147.2 | MSM27 | 27 | 46 | 3200 | 113 | 92.5 | Siemens | SWT 3.2-113 | 2018 | 46.3188 | -71.1873
Quebec | Mont Sainte-Marguerite | 147.2 | MSM28 | 28 | 46 | 3200 | 113 | 92.5 | Siemens | SWT 3.2-113 | 2018 | 46.3128 | -71.1944
Quebec | Mont Sainte-Marguerite | 147.2 | MSM29 | 29 | 46 | 3200 | 113 | 92.5 | Siemens | SWT 3.2-113 | 2018 | 46.3125 | -71.1891
Quebec | Mont Sainte-Marguerite | 147.2 | MSM30 | 30 | 46 | 3200 | 113 | 92.5 | Siemens | SWT 3.2-113 | 2018 | 46.3131 | -71.1785
Quebec | Mont Sainte-Marguerite | 147.2 | MSM31 | 31 | 46 | 3200 | 113 | 92.5 | Siemens | SWT 3.2-113 | 2018 | 46.3108 | -71.1747
Quebec | Mont Sainte-Marguerite | 147.2 | MSM32 | 32 | 46 | 3200 | 113 | 92.5 | Siemens | SWT 3.2-113 | 2018 | 46.3351 | -71.2004
Quebec | Mont Sainte-Marguerite | 147.2 | MSM33 | 33 | 46 | 3200 | 113 | 92.5 | Siemens | SWT 3.2-113 | 2018 | 46.3276 | -71.1985
Quebec | Mont Sainte-Marguerite | 147.2 | MSM34 | 34 | 46 | 3200 | 113 | 92.5 | Siemens | SWT 3.2-113 | 2018 | 46.3243 | -71.2304
Quebec | Mont Sainte-Marguerite | 147.2 | MSM35 | 35 | 46 | 3200 | 113 | 92.5 | Siemens | SWT 3.2-113 | 2018 | 46.3284 | -71.2358
Quebec | Mont Sainte-Marguerite | 147.2 | MSM36 | 36 | 46 | 3200 | 113 | 92.5 | Siemens | SWT 3.2-113 | 2018 | 46.3224 | -71.244
Quebec | Mont Sainte-Marguerite | 147.2 | MSM37 | 37 | 46 | 3200 | 113 | 92.5 | Siemens | SWT 3.2-113 | 2018 | 46.3176 | -71.2378
Quebec | Mont Sainte-Marguerite | 147.2 | MSM38 | 38 | 46 | 3200 | 113 | 92.5 | Siemens | SWT 3.2-113 | 2018 | 46.3092 | -71.2283
Quebec | Mont Sainte-Marguerite | 147.2 | MSM39 | 39 | 46 | 3200 | 113 | 92.5 | Siemens | SWT 3.2-113 | 2018 | 46.3001 | -71.1008
Quebec | Mont Sainte-Marguerite | 147.2 | MSM40 | 40 | 46 | 3200 | 113 | 92.5 | Siemens | SWT 3.2-113 | 2018 | 46.2941 | -71.1097
Quebec | Mont Sainte-Marguerite | 147.2 | MSM41 | 41 | 46 | 3200 | 113 | 92.5 | Siemens | SWT 3.2-113 | 2018 | 46.2946 | -71.0977
Quebec | Mont Sainte-Marguerite | 147.2 | MSM42 | 42 | 46 | 3200 | 113 | 92.5 | Siemens | SWT 3.2-113 | 2018 | 46.2898 | -71.1037
Quebec | Mont Sainte-Marguerite | 147.2 | MSM43 | 43 | 46 | 3200 | 113 | 92.5 | Siemens | SWT 3.2-113 | 2018 | 46.2881 | -71.0903
Quebec | Mont Sainte-Marguerite | 147.2 | MSM44 | 44 | 46 | 3200 | 113 | 92.5 | Siemens | SWT 3.2-113 | 2018 | 46.2799 | -71.092
Quebec | Mont Sainte-Marguerite | 147.2 | MSM45 | 45 | 46 | 3200 | 113 | 92.5 | Siemens | SWT 3.2-113 | 2018 | 46.2765 | -71.09
Quebec | Mont Sainte-Marguerite | 147.2 | MSM46 | 46 | 46 | 3200 | 113 | 92.5 | Siemens | SWT 3.2-113 | 2018 | 46.2722 | -71.0899
Quebec | Montagne-Sèche | 58.5 | MSH1 | 1 | 39 | 1500 | 77 | 80 | General Electric | GE 1.5SLE | 2011 | 49.1814 | -64.9355
Quebec | Montagne-Sèche | 58.5 | MSH2 | 2 | 39 | 1500 | 77 | 80 | General Electric | GE 1.5SLE | 2011 | 49.1804 | -64.9313
Quebec | Montagne-Sèche | 58.5 | MSH3 | 3 | 39 | 1500 | 77 | 80 | General Electric | GE 1.5SLE | 2011 | 49.1812 | -64.9438
Quebec | Montagne-Sèche | 58.5 | MSH4 | 4 | 39 | 1500 | 77 | 80 | General Electric | GE 1.5SLE | 2011 | 49.1806 | -64.9467
Quebec | Montagne-Sèche | 58.5 | MSH5 | 5 | 39 | 1500 | 77 | 80 | General Electric | GE 1.5SLE | 2011 | 49.1789 | -64.9495
Quebec | Montagne-Sèche | 58.5 | MSH6 | 6 | 39 | 1500 | 77 | 80 | General Electric | GE 1.5SLE | 2011 | 49.1782 | -64.9219
Quebec | Montagne-Sèche | 58.5 | MSH7 | 7 | 39 | 1500 | 77 | 80 | General Electric | GE 1.5SLE | 2011 | 49.1769 | -64.9243
Quebec | Montagne-Sèche | 58.5 | MSH8 | 8 | 39 | 1500 | 77 | 80 | General Electric | GE 1.5SLE | 2011 | 49.1756 | -64.9288
Quebec | Montagne-Sèche | 58.5 | MSH9 | 9 | 39 | 1500 | 77 | 80 | General Electric | GE 1.5SLE | 2011 | 49.1751 | -64.9322
Quebec | Montagne-Sèche | 58.5 | MSH10 | 10 | 39 | 1500 | 77 | 80 | General Electric | GE 1.5SLE | 2011 | 49.1722 | -64.9221
Quebec | Montagne-Sèche | 58.5 | MSH11 | 11 | 39 | 1500 | 77 | 80 | General Electric | GE 1.5SLE | 2011 | 49.1735 | -64.9197
Quebec | Montagne-Sèche | 58.5 | MSH12 | 12 | 39 | 1500 | 77 | 80 | General Electric | GE 1.5SLE | 2011 | 49.1743 | -64.9147
Quebec | Montagne-Sèche | 58.5 | MSH13 | 13 | 39 | 1500 | 77 | 80 | General Electric | GE 1.5SLE | 2011 | 49.1763 | -64.9133
Quebec | Montagne-Sèche | 58.5 | MSH14 | 14 | 39 | 1500 | 77 | 80 | General Electric | GE 1.5SLE | 2011 | 49.1765 | -64.9095
Quebec | Montagne-Sèche | 58.5 | MSH15 | 15 | 39 | 1500 | 77 | 80 | General Electric | GE 1.5SLE | 2011 | 49.1772 | -64.9063
Quebec | Montagne-Sèche | 58.5 | MSH16 | 16 | 39 | 1500 | 77 | 80 | General Electric | GE 1.5SLE | 2011 | 49.1702 | -64.9078
Quebec | Montagne-Sèche | 58.5 | MSH17 | 17 | 39 | 1500 | 77 | 80 | General Electric | GE 1.5SLE | 2011 | 49.17 | -64.9037
Quebec | Montagne-Sèche | 58.5 | MSH18 | 18 | 39 | 1500 | 77 | 80 | General Electric | GE 1.5SLE | 2011 | 49.1734 | -64.9012
Quebec | Montagne-Sèche | 58.5 | MSH19 | 19 | 39 | 1500 | 77 | 80 | General Electric | GE 1.5SLE | 2011 | 49.1734 | -64.8967
Quebec | Montagne-Sèche | 58.5 | MSH20 | 20 | 39 | 1500 | 77 | 80 | General Electric | GE 1.5SLE | 2011 | 49.1733 | -64.892
Quebec | Montagne-Sèche | 58.5 | MSH21 | 21 | 39 | 1500 | 77 | 80 | General Electric | GE 1.5SLE | 2011 | 49.1735 | -64.8882
Quebec | Montagne-Sèche | 58.5 | MSH22 | 22 | 39 | 1500 | 77 | 80 | General Electric | GE 1.5SLE | 2011 | 49.1716 | -64.8835
Quebec | Montagne-Sèche | 58.5 | MSH23 | 23 | 39 | 1500 | 77 | 80 | General Electric | GE 1.5SLE | 2011 | 49.1878 | -64.961
Quebec | Montagne-Sèche | 58.5 | MSH24 | 24 | 39 | 1500 | 77 | 80 | General Electric | GE 1.5SLE | 2011 | 49.1861 | -64.9624
Quebec | Montagne-Sèche | 58.5 | MSH25 | 25 | 39 | 1500 | 77 | 80 | General Electric | GE 1.5SLE | 2011 | 49.1876 | -64.9704
Quebec | Montagne-Sèche | 58.5 | MSH26 | 26 | 39 | 1500 | 77 | 80 | General Electric | GE 1.5SLE | 2011 | 49.1891 | -64.9684
Quebec | Montagne-Sèche | 58.5 | MSH27 | 27 | 39 | 1500 | 77 | 80 | General Electric | GE 1.5SLE | 2011 | 49.1873 | -64.9771
Quebec | Montagne-Sèche | 58.5 | MSH28 | 28 | 39 | 1500 | 77 | 80 | General Electric | GE 1.5SLE | 2011 | 49.1859 | -64.9795
Quebec | Montagne-Sèche | 58.5 | MSH29 | 29 | 39 | 1500 | 77 | 80 | General Electric | GE 1.5SLE | 2011 | 49.1913 | -64.9804
Quebec | Montagne-Sèche | 58.5 | MSH30 | 30 | 39 | 1500 | 77 | 80 | General Electric | GE 1.5SLE | 2011 | 49.1903 | -64.9831
Quebec | Montagne-Sèche | 58.5 | MSH31 | 31 | 39 | 1500 | 77 | 80 | General Electric | GE 1.5SLE | 2011 | 49.189 | -64.986
Quebec | Montagne-Sèche | 58.5 | MSH32 | 32 | 39 | 1500 | 77 | 80 | General Electric | GE 1.5SLE | 2011 | 49.1874 | -64.9882
Quebec | Montagne-Sèche | 58.5 | MSH33 | 33 | 39 | 1500 | 77 | 80 | General Electric | GE 1.5SLE | 2011 | 49.1934 | -65.001
Quebec | Montagne-Sèche | 58.5 | MSH34 | 34 | 39 | 1500 | 77 | 80 | General Electric | GE 1.5SLE | 2011 | 49.1913 | -65.0017
Quebec | Montagne-Sèche | 58.5 | MSH35 | 35 | 39 | 1500 | 77 | 80 | General Electric | GE 1.5SLE | 2011 | 49.1878 | -65.0064
Quebec | Montagne-Sèche | 58.5 | MSH36 | 36 | 39 | 1500 | 77 | 80 | General Electric | GE 1.5SLE | 2011 | 49.1802 | -65.0073
Quebec | Montagne-Sèche | 58.5 | MSH37 | 37 | 39 | 1500 | 77 | 80 | General Electric | GE 1.5SLE | 2011 | 49.1812 | -65.0031
Quebec | Montagne-Sèche | 58.5 | MSH38 | 38 | 39 | 1500 | 77 | 80 | General Electric | GE 1.5SLE | 2011 | 49.1808 | -64.9978
Quebec | Montagne-Sèche | 58.5 | MSH39 | 39 | 39 | 1500 | 77 | 80 | General Electric | GE 1.5SLE | 2011 | 49.1769 | -64.9939
Quebec | Montérégie | 101.2 | MGE1 | 1 | 44 | 2300 | 82 | 98 | Enercon | E82-2.3 | 2012 | 45.2806 | -73.7034
Quebec | Montérégie | 101.2 | MGE2 | 2 | 44 | 2300 | 82 | 98 | Enercon | E82-2.3 | 2012 | 45.2763 | -73.7056
Quebec | Montérégie | 101.2 | MGE3 | 3 | 44 | 2300 | 82 | 98 | Enercon | E82-2.3 | 2012 | 45.2713 | -73.708
Quebec | Montérégie | 101.2 | MGE4 | 4 | 44 | 2300 | 82 | 98 | Enercon | E82-2.3 | 2012 | 45.2623 | -73.7126
Quebec | Montérégie | 101.2 | MGE5 | 5 | 44 | 2300 | 82 | 98 | Enercon | E82-2.3 | 2012 | 45.2769 | -73.7217
Quebec | Montérégie | 101.2 | MGE6 | 6 | 44 | 2300 | 82 | 98 | Enercon | E82-2.3 | 2012 | 45.2738 | -73.7234
Quebec | Montérégie | 101.2 | MGE7 | 7 | 44 | 2300 | 82 | 98 | Enercon | E82-2.3 | 2012 | 45.2699 | -73.7257
Quebec | Montérégie | 101.2 | MGE8 | 8 | 44 | 2300 | 82 | 98 | Enercon | E82-2.3 | 2012 | 45.2666 | -73.7284
Quebec | Montérégie | 101.2 | MGE9 | 9 | 44 | 2300 | 82 | 98 | Enercon | E82-2.3 | 2012 | 45.263 | -73.7304
Quebec | Montérégie | 101.2 | MGE10 | 10 | 44 | 2300 | 82 | 98 | Enercon | E82-2.3 | 2012 | 45.278 | -73.67
Quebec | Montérégie | 101.2 | MGE11 | 11 | 44 | 2300 | 82 | 98 | Enercon | E82-2.3 | 2012 | 45.2747 | -73.6726
Quebec | Montérégie | 101.2 | MGE12 | 12 | 44 | 2300 | 82 | 98 | Enercon | E82-2.3 | 2012 | 45.2708 | -73.6757
Quebec | Montérégie | 101.2 | MGE13 | 13 | 44 | 2300 | 82 | 98 | Enercon | E82-2.3 | 2012 | 45.2983 | -73.6457
Quebec | Montérégie | 101.2 | MGE14 | 14 | 44 | 2300 | 82 | 98 | Enercon | E82-2.3 | 2012 | 45.3062 | -73.6432
Quebec | Montérégie | 101.2 | MGE15 | 15 | 44 | 2300 | 82 | 98 | Enercon | E82-2.3 | 2012 | 45.3118 | -73.6479
Quebec | Montérégie | 101.2 | MGE16 | 16 | 44 | 2300 | 82 | 98 | Enercon | E82-2.3 | 2012 | 45.3139 | -73.6472
Quebec | Montérégie | 101.2 | MGE17 | 17 | 44 | 2300 | 82 | 98 | Enercon | E82-2.3 | 2012 | 45.316 | -73.6457
Quebec | Montérégie | 101.2 | MGE18 | 18 | 44 | 2300 | 82 | 98 | Enercon | E82-2.3 | 2012 | 45.3184 | -73.6433
Quebec | Montérégie | 101.2 | MGE19 | 19 | 44 | 2300 | 82 | 98 | Enercon | E82-2.3 | 2012 | 45.32 | -73.6409
Quebec | Montérégie | 101.2 | MGE20 | 20 | 44 | 2300 | 82 | 98 | Enercon | E82-2.3 | 2012 | 45.3093 | -73.6406
Quebec | Montérégie | 101.2 | MGE21 | 21 | 44 | 2300 | 82 | 98 | Enercon | E82-2.3 | 2012 | 45.3123 | -73.6378
Quebec | Montérégie | 101.2 | MGE22 | 22 | 44 | 2300 | 82 | 98 | Enercon | E82-2.3 | 2012 | 45.3002 | -73.6413
Quebec | Montérégie | 101.2 | MGE23 | 23 | 44 | 2300 | 82 | 98 | Enercon | E82-2.3 | 2012 | 45.3026 | -73.637
Quebec | Montérégie | 101.2 | MGE24 | 24 | 44 | 2300 | 82 | 98 | Enercon | E82-2.3 | 2012 | 45.3052 | -73.6325
Quebec | Montérégie | 101.2 | MGE25 | 25 | 44 | 2300 | 82 | 98 | Enercon | E82-2.3 | 2012 | 45.3089 | -73.6255
Quebec | Montérégie | 101.2 | MGE26 | 26 | 44 | 2300 | 82 | 98 | Enercon | E82-2.3 | 2012 | 45.3212 | -73.5833
Quebec | Montérégie | 101.2 | MGE27 | 27 | 44 | 2300 | 82 | 98 | Enercon | E82-2.3 | 2012 | 45.318 | -73.5781
Quebec | Montérégie | 101.2 | MGE28 | 28 | 44 | 2300 | 82 | 98 | Enercon | E82-2.3 | 2012 | 45.3136 | -73.5814
Quebec | Montérégie | 101.2 | MGE29 | 29 | 44 | 2300 | 82 | 98 | Enercon | E82-2.3 | 2012 | 45.3028 | -73.5788
Quebec | Montérégie | 101.2 | MGE30 | 30 | 44 | 2300 | 82 | 98 | Enercon | E82-2.3 | 2012 | 45.3003 | -73.581
Quebec | Montérégie | 101.2 | MGE31 | 31 | 44 | 2300 | 82 | 98 | Enercon | E82-2.3 | 2012 | 45.2974 | -73.5801
Quebec | Montérégie | 101.2 | MGE32 | 32 | 44 | 2300 | 82 | 98 | Enercon | E82-2.3 | 2012 | 45.2911 | -73.5826
Quebec | Montérégie | 101.2 | MGE33 | 33 | 44 | 2300 | 82 | 98 | Enercon | E82-2.3 | 2012 | 45.2889 | -73.5884
Quebec | Montérégie | 101.2 | MGE34 | 34 | 44 | 2300 | 82 | 98 | Enercon | E82-2.3 | 2012 | 45.2858 | -73.5709
Quebec | Montérégie | 101.2 | MGE35 | 35 | 44 | 2300 | 82 | 98 | Enercon | E82-2.3 | 2012 | 45.2896 | -73.5685
Quebec | Montérégie | 101.2 | MGE36 | 36 | 44 | 2300 | 82 | 98 | Enercon | E82-2.3 | 2012 | 45.2847 | -73.5817
Quebec | Montérégie | 101.2 | MGE37 | 37 | 44 | 2300 | 82 | 98 | Enercon | E82-2.3 | 2012 | 45.2821 | -73.5846
Quebec | Montérégie | 101.2 | MGE38 | 38 | 44 | 2300 | 82 | 98 | Enercon | E82-2.3 | 2012 | 45.2791 | -73.5772
Quebec | Montérégie | 101.2 | MGE39 | 39 | 44 | 2300 | 82 | 98 | Enercon | E82-2.3 | 2012 | 45.2764 | -73.5676
Quebec | Montérégie | 101.2 | MGE40 | 40 | 44 | 2300 | 82 | 98 | Enercon | E82-2.3 | 2012 | 45.2719 | -73.5688
Quebec | Montérégie | 101.2 | MGE41 | 41 | 44 | 2300 | 82 | 98 | Enercon | E82-2.3 | 2012 | 45.2686 | -73.5714
Quebec | Montérégie | 101.2 | MGE42 | 42 | 44 | 2300 | 82 | 98 | Enercon | E82-2.3 | 2012 | 45.2748 | -73.5774
Quebec | Montérégie | 101.2 | MGE43 | 43 | 44 | 2300 | 82 | 98 | Enercon | E82-2.3 | 2012 | 45.2695 | -73.738
Quebec | Montérégie | 101.2 | MGE44 | 44 | 44 | 2300 | 82 | 98 | Enercon | E82-2.3 | 2012 | 45.2951 | -73.5735
Quebec | Mont-Rothery | 74 | MRY1 | 1 | 37 | 2000 | 92 | 80 | Senvion | MM92 | 2015 | 48.9582 | -65.4111
Quebec | Mont-Rothery | 74 | MRY2 | 2 | 37 | 2000 | 92 | 80 | Senvion | MM92 | 2015 | 48.9624 | -65.41
Quebec | Mont-Rothery | 74 | MRY3 | 3 | 37 | 2000 | 92 | 80 | Senvion | MM92 | 2015 | 48.9651 | -65.4053
Quebec | Mont-Rothery | 74 | MRY4 | 4 | 37 | 2000 | 92 | 80 | Senvion | MM92 | 2015 | 48.9593 | -65.396
Quebec | Mont-Rothery | 74 | MRY5 | 5 | 37 | 2000 | 92 | 80 | Senvion | MM92 | 2015 | 48.9624 | -65.3901
Quebec | Mont-Rothery | 74 | MRY6 | 6 | 37 | 2000 | 92 | 80 | Senvion | MM92 | 2015 | 48.962 | -65.3839
Quebec | Mont-Rothery | 74 | MRY7 | 7 | 37 | 2000 | 92 | 80 | Senvion | MM92 | 2015 | 48.9695 | -65.3956
Quebec | Mont-Rothery | 74 | MRY8 | 8 | 37 | 2000 | 92 | 80 | Senvion | MM92 | 2015 | 48.9735 | -65.3971
Quebec | Mont-Rothery | 74 | MRY9 | 9 | 37 | 2000 | 92 | 80 | Senvion | MM92 | 2015 | 48.9726 | -65.3899
Quebec | Mont-Rothery | 74 | MRY10 | 10 | 37 | 2000 | 92 | 80 | Senvion | MM92 | 2015 | 48.9725 | -65.3846
Quebec | Mont-Rothery | 74 | MRY11 | 11 | 37 | 2000 | 92 | 80 | Senvion | MM92 | 2015 | 48.972 | -65.3799
Quebec | Mont-Rothery | 74 | MRY12 | 12 | 37 | 2000 | 92 | 80 | Senvion | MM92 | 2015 | 48.9665 | -65.3664
Quebec | Mont-Rothery | 74 | MRY13 | 13 | 37 | 2000 | 92 | 80 | Senvion | MM92 | 2015 | 48.9659 | -65.3615
Quebec | Mont-Rothery | 74 | MRY14 | 14 | 37 | 2000 | 92 | 80 | Senvion | MM92 | 2015 | 48.9658 | -65.3569
Quebec | Mont-Rothery | 74 | MRY15 | 15 | 37 | 2000 | 92 | 80 | Senvion | MM92 | 2015 | 48.9801 | -65.4121
Quebec | Mont-Rothery | 74 | MRY16 | 16 | 37 | 2000 | 92 | 80 | Senvion | MM92 | 2015 | 48.9796 | -65.405
Quebec | Mont-Rothery | 74 | MRY17 | 17 | 37 | 2000 | 92 | 80 | Senvion | MM92 | 2015 | 48.9812 | -65.4
Quebec | Mont-Rothery | 74 | MRY18 | 18 | 37 | 2000 | 92 | 80 | Senvion | MM92 | 2015 | 48.9819 | -65.3927
Quebec | Mont-Rothery | 74 | MRY19 | 19 | 37 | 2000 | 92 | 80 | Senvion | MM92 | 2015 | 48.9816 | -65.3869
Quebec | Mont-Rothery | 74 | MRY20 | 20 | 37 | 2000 | 92 | 80 | Senvion | MM92 | 2015 | 48.9848 | -65.4042
Quebec | Mont-Rothery | 74 | MRY21 | 21 | 37 | 2000 | 92 | 80 | Senvion | MM92 | 2015 | 48.9865 | -65.3978
Quebec | Mont-Rothery | 74 | MRY22 | 22 | 37 | 2000 | 92 | 80 | Senvion | MM92 | 2015 | 48.9882 | -65.3953
Quebec | Mont-Rothery | 74 | MRY23 | 23 | 37 | 2000 | 92 | 80 | Senvion | MM92 | 2015 | 48.9884 | -65.3901
Quebec | Mont-Rothery | 74 | MRY24 | 24 | 37 | 2000 | 92 | 80 | Senvion | MM92 | 2015 | 48.9928 | -65.4004
Quebec | Mont-Rothery | 74 | MRY25 | 25 | 37 | 2000 | 92 | 80 | Senvion | MM92 | 2015 | 49.0001 | -65.4004
Quebec | Mont-Rothery | 74 | MRY26 | 26 | 37 | 2000 | 92 | 80 | Senvion | MM92 | 2015 | 48.9996 | -65.3946
Quebec | Mont-Rothery | 74 | MRY27 | 27 | 37 | 2000 | 92 | 80 | Senvion | MM92 | 2015 | 48.997 | -65.3944
Quebec | Mont-Rothery | 74 | MRY28 | 28 | 37 | 2000 | 92 | 80 | Senvion | MM92 | 2015 | 48.9992 | -65.3901
Quebec | Mont-Rothery | 74 | MRY29 | 29 | 37 | 2000 | 92 | 80 | Senvion | MM92 | 2015 | 48.9989 | -65.3836
Quebec | Mont-Rothery | 74 | MRY30 | 30 | 37 | 2000 | 92 | 80 | Senvion | MM92 | 2015 | 48.998 | -65.3779
Quebec | Mont-Rothery | 74 | MRY31 | 31 | 37 | 2000 | 92 | 80 | Senvion | MM92 | 2015 | 49.0015 | -65.3681
Quebec | Mont-Rothery | 74 | MRY32 | 32 | 37 | 2000 | 92 | 80 | Senvion | MM92 | 2015 | 48.987 | -65.3652
Quebec | Mont-Rothery | 74 | MRY33 | 33 | 37 | 2000 | 92 | 80 | Senvion | MM92 | 2015 | 48.9893 | -65.3526
Quebec | Mont-Rothery | 74 | MRY34 | 34 | 37 | 2000 | 92 | 80 | Senvion | MM92 | 2015 | 48.9916 | -65.3439
Quebec | Mont-Rothery | 74 | MRY35 | 35 | 37 | 2000 | 92 | 80 | Senvion | MM92 | 2015 | 48.9816 | -65.3673
Quebec | Mont-Rothery | 74 | MRY36 | 36 | 37 | 2000 | 92 | 80 | Senvion | MM92 | 2015 | 48.9807 | -65.3565
Quebec | Mont-Rothery | 74 | MRY37 | 37 | 37 | 2000 | 92 | 80 | Senvion | MM92 | 2015 | 48.978 | -65.3541
Quebec | New Richmond | 67.8 | NRI1 | 1 | 33 | 2000 | 82 | 98 | Enercon | E82-2.0 | 2013 | 48.2112 | -65.6751
Quebec | New Richmond | 67.8 | NRI2 | 2 | 33 | 2000 | 82 | 98 | Enercon | E82-2.0 | 2013 | 48.2138 | -65.6734
Quebec | New Richmond | 67.8 | NRI3 | 3 | 33 | 2300 | 82 | 98 | Enercon | E82-2.3 | 2013 | 48.2225 | -65.6707
Quebec | New Richmond | 67.8 | NRI4 | 4 | 33 | 2000 | 82 | 98 | Enercon | E82-2.0 | 2013 | 48.2241 | -65.6673
Quebec | New Richmond | 67.8 | NRI5 | 5 | 33 | 2000 | 82 | 98 | Enercon | E82-2.0 | 2013 | 48.2265 | -65.6652
Quebec | New Richmond | 67.8 | NRI6 | 6 | 33 | 2000 | 82 | 98 | Enercon | E82-2.0 | 2013 | 48.2268 | -65.658
Quebec | New Richmond | 67.8 | NRI7 | 7 | 33 | 2000 | 82 | 98 | Enercon | E82-2.0 | 2013 | 48.2282 | -65.6544
Quebec | New Richmond | 67.8 | NRI8 | 8 | 33 | 2000 | 82 | 98 | Enercon | E82-2.0 | 2013 | 48.2321 | -65.653
Quebec | New Richmond | 67.8 | NRI9 | 9 | 33 | 2300 | 82 | 98 | Enercon | E82-2.3 | 2013 | 48.235 | -65.6522
Quebec | New Richmond | 67.8 | NRI10 | 10 | 33 | 2300 | 82 | 98 | Enercon | E82-2.3 | 2013 | 48.2386 | -65.6532
Quebec | New Richmond | 67.8 | NRI11 | 11 | 33 | 2000 | 82 | 98 | Enercon | E82-2.0 | 2013 | 48.1731 | -65.739
Quebec | New Richmond | 67.8 | NRI12 | 12 | 33 | 2000 | 82 | 98 | Enercon | E82-2.0 | 2013 | 48.1757 | -65.7376
Quebec | New Richmond | 67.8 | NRI13 | 13 | 33 | 2000 | 82 | 98 | Enercon | E82-2.0 | 2013 | 48.1783 | -65.7359
Quebec | New Richmond | 67.8 | NRI14 | 14 | 33 | 2000 | 82 | 98 | Enercon | E82-2.0 | 2013 | 48.1787 | -65.7241
Quebec | New Richmond | 67.8 | NRI15 | 15 | 33 | 2000 | 82 | 98 | Enercon | E82-2.0 | 2013 | 48.1819 | -65.725
Quebec | New Richmond | 67.8 | NRI16 | 16 | 33 | 2000 | 82 | 98 | Enercon | E82-2.0 | 2013 | 48.1845 | -65.7232
Quebec | New Richmond | 67.8 | NRI17 | 17 | 33 | 2000 | 82 | 98 | Enercon | E82-2.0 | 2013 | 48.1873 | -65.7228
Quebec | New Richmond | 67.8 | NRI18 | 18 | 33 | 2000 | 82 | 98 | Enercon | E82-2.0 | 2013 | 48.1901 | -65.7214
Quebec | New Richmond | 67.8 | NRI19 | 19 | 33 | 2000 | 82 | 98 | Enercon | E82-2.0 | 2013 | 48.1943 | -65.7185
Quebec | New Richmond | 67.8 | NRI20 | 20 | 33 | 2000 | 82 | 98 | Enercon | E82-2.0 | 2013 | 48.1969 | -65.7168
Quebec | New Richmond | 67.8 | NRI21 | 21 | 33 | 2000 | 82 | 98 | Enercon | E82-2.0 | 2013 | 48.1994 | -65.7149
Quebec | New Richmond | 67.8 | NRI22 | 22 | 33 | 2000 | 82 | 98 | Enercon | E82-2.0 | 2013 | 48.2026 | -65.709
Quebec | New Richmond | 67.8 | NRI23 | 23 | 33 | 2000 | 82 | 98 | Enercon | E82-2.0 | 2013 | 48.2049 | -65.7076
Quebec | New Richmond | 67.8 | NRI24 | 24 | 33 | 2000 | 82 | 98 | Enercon | E82-2.0 | 2013 | 48.2066 | -65.7055
Quebec | New Richmond | 67.8 | NRI25 | 25 | 33 | 2000 | 82 | 98 | Enercon | E82-2.0 | 2013 | 48.2098 | -65.7051
Quebec | New Richmond | 67.8 | NRI26 | 26 | 33 | 2000 | 82 | 98 | Enercon | E82-2.0 | 2013 | 48.2138 | -65.706
Quebec | New Richmond | 67.8 | NRI27 | 27 | 33 | 2000 | 82 | 98 | Enercon | E82-2.0 | 2013 | 48.2112 | -65.7212
Quebec | New Richmond | 67.8 | NRI28 | 28 | 33 | 2000 | 82 | 98 | Enercon | E82-2.0 | 2013 | 48.2128 | -65.7168
Quebec | New Richmond | 67.8 | NRI29 | 29 | 33 | 2300 | 82 | 98 | Enercon | E82-2.3 | 2013 | 48.2153 | -65.7151
Quebec | New Richmond | 67.8 | NRI30 | 30 | 33 | 2000 | 82 | 98 | Enercon | E82-2.0 | 2013 | 48.2171 | -65.7113
Quebec | New Richmond | 67.8 | NRI31 | 31 | 33 | 2000 | 82 | 98 | Enercon | E82-2.0 | 2013 | 48.2197 | -65.7096
Quebec | New Richmond | 67.8 | NRI32 | 32 | 33 | 2300 | 82 | 98 | Enercon | E82-2.3 | 2013 | 48.2213 | -65.7038
Quebec | New Richmond | 67.8 | NRI33 | 33 | 33 | 2300 | 82 | 98 | Enercon | E82-2.3 | 2013 | 48.2247 | -65.7034
Quebec | Nicolas-Riou | 224.25 | NRU1 | 1 | 65 | 3450 | 117 | 116.5 | Vestas | V117-3.45 | 2018 | 48.1901 | -68.7697
Quebec | Nicolas-Riou | 224.25 | NRU2 | 2 | 65 | 3450 | 117 | 116.5 | Vestas | V117-3.45 | 2018 | 48.1872 | -68.7771
Quebec | Nicolas-Riou | 224.25 | NRU3 | 3 | 65 | 3450 | 117 | 116.5 | Vestas | V117-3.45 | 2018 | 48.183 | -68.784
Quebec | Nicolas-Riou | 224.25 | NRU4 | 4 | 65 | 3450 | 117 | 116.5 | Vestas | V117-3.45 | 2018 | 48.1774 | -68.791
Quebec | Nicolas-Riou | 224.25 | NRU5 | 5 | 65 | 3450 | 117 | 116.5 | Vestas | V117-3.45 | 2018 | 48.1733 | -68.7964
Quebec | Nicolas-Riou | 224.25 | NRU6 | 6 | 65 | 3450 | 117 | 116.5 | Vestas | V117-3.45 | 2018 | 48.1697 | -68.8022
Quebec | Nicolas-Riou | 224.25 | NRU7 | 7 | 65 | 3450 | 117 | 116.5 | Vestas | V117-3.45 | 2018 | 48.1632 | -68.8098
Quebec | Nicolas-Riou | 224.25 | NRU8 | 8 | 65 | 3450 | 117 | 116.5 | Vestas | V117-3.45 | 2018 | 48.1527 | -68.8282
Quebec | Nicolas-Riou | 224.25 | NRU9 | 9 | 65 | 3450 | 117 | 116.5 | Vestas | V117-3.45 | 2018 | 48.1488 | -68.8347
Quebec | Nicolas-Riou | 224.25 | NRU10 | 10 | 65 | 3450 | 117 | 116.5 | Vestas | V117-3.45 | 2018 | 48.1577 | -68.7962
Quebec | Nicolas-Riou | 224.25 | NRU11 | 11 | 65 | 3450 | 117 | 116.5 | Vestas | V117-3.45 | 2018 | 48.1543 | -68.8034
Quebec | Nicolas-Riou | 224.25 | NRU12 | 12 | 65 | 3450 | 117 | 116.5 | Vestas | V117-3.45 | 2018 | 48.1511 | -68.8069
Quebec | Nicolas-Riou | 224.25 | NRU13 | 13 | 65 | 3450 | 117 | 116.5 | Vestas | V117-3.45 | 2018 | 48.1516 | -68.7843
Quebec | Nicolas-Riou | 224.25 | NRU14 | 14 | 65 | 3450 | 117 | 116.5 | Vestas | V117-3.45 | 2018 | 48.1468 | -68.7929
Quebec | Nicolas-Riou | 224.25 | NRU15 | 15 | 65 | 3450 | 117 | 116.5 | Vestas | V117-3.45 | 2018 | 48.1381 | -68.8013
Quebec | Nicolas-Riou | 224.25 | NRU16 | 16 | 65 | 3450 | 117 | 116.5 | Vestas | V117-3.45 | 2018 | 48.1317 | -68.792
Quebec | Nicolas-Riou | 224.25 | NRU17 | 17 | 65 | 3450 | 117 | 116.5 | Vestas | V117-3.45 | 2018 | 48.1265 | -68.8028
Quebec | Nicolas-Riou | 224.25 | NRU18 | 18 | 65 | 3450 | 117 | 116.5 | Vestas | V117-3.45 | 2018 | 48.1219 | -68.8089
Quebec | Nicolas-Riou | 224.25 | NRU19 | 19 | 65 | 3450 | 117 | 116.5 | Vestas | V117-3.45 | 2018 | 48.1646 | -68.8487
Quebec | Nicolas-Riou | 224.25 | NRU20 | 20 | 65 | 3450 | 117 | 116.5 | Vestas | V117-3.45 | 2018 | 48.1613 | -68.853
Quebec | Nicolas-Riou | 224.25 | NRU21 | 21 | 65 | 3450 | 117 | 116.5 | Vestas | V117-3.45 | 2018 | 48.1506 | -68.8563
Quebec | Nicolas-Riou | 224.25 | NRU22 | 22 | 65 | 3450 | 117 | 116.5 | Vestas | V117-3.45 | 2018 | 48.1435 | -68.8631
Quebec | Nicolas-Riou | 224.25 | NRU23 | 23 | 65 | 3450 | 117 | 116.5 | Vestas | V117-3.45 | 2018 | 48.1391 | -68.8576
Quebec | Nicolas-Riou | 224.25 | NRU24 | 24 | 65 | 3450 | 117 | 116.5 | Vestas | V117-3.45 | 2018 | 48.1389 | -68.8699
Quebec | Nicolas-Riou | 224.25 | NRU25 | 25 | 65 | 3450 | 117 | 116.5 | Vestas | V117-3.45 | 2018 | 48.1344 | -68.8651
Quebec | Nicolas-Riou | 224.25 | NRU26 | 26 | 65 | 3450 | 117 | 116.5 | Vestas | V117-3.45 | 2018 | 48.1312 | -68.8709
Quebec | Nicolas-Riou | 224.25 | NRU27 | 27 | 65 | 3450 | 117 | 116.5 | Vestas | V117-3.45 | 2018 | 48.1442 | -68.8818
Quebec | Nicolas-Riou | 224.25 | NRU28 | 28 | 65 | 3450 | 117 | 116.5 | Vestas | V117-3.45 | 2018 | 48.1415 | -68.8863
Quebec | Nicolas-Riou | 224.25 | NRU29 | 29 | 65 | 3450 | 117 | 116.5 | Vestas | V117-3.45 | 2018 | 48.1366 | -68.8943
Quebec | Nicolas-Riou | 224.25 | NRU30 | 30 | 65 | 3450 | 117 | 116.5 | Vestas | V117-3.45 | 2018 | 48.1598 | -68.8943
Quebec | Nicolas-Riou | 224.25 | NRU31 | 31 | 65 | 3450 | 117 | 116.5 | Vestas | V117-3.45 | 2018 | 48.1575 | -68.9031
Quebec | Nicolas-Riou | 224.25 | NRU32 | 32 | 65 | 3450 | 117 | 116.5 | Vestas | V117-3.45 | 2018 | 48.1487 | -68.9098
Quebec | Nicolas-Riou | 224.25 | NRU33 | 33 | 65 | 3450 | 117 | 116.5 | Vestas | V117-3.45 | 2018 | 48.1452 | -68.9143
Quebec | Nicolas-Riou | 224.25 | NRU34 | 34 | 65 | 3450 | 117 | 116.5 | Vestas | V117-3.45 | 2018 | 48.1531 | -68.9215
Quebec | Nicolas-Riou | 224.25 | NRU35 | 35 | 65 | 3450 | 117 | 116.5 | Vestas | V117-3.45 | 2018 | 48.1492 | -68.926
Quebec | Nicolas-Riou | 224.25 | NRU36 | 36 | 65 | 3450 | 117 | 116.5 | Vestas | V117-3.45 | 2018 | 48.1455 | -68.9322
Quebec | Nicolas-Riou | 224.25 | NRU37 | 37 | 65 | 3450 | 117 | 116.5 | Vestas | V117-3.45 | 2018 | 48.1395 | -68.9315
Quebec | Nicolas-Riou | 224.25 | NRU38 | 38 | 65 | 3450 | 117 | 116.5 | Vestas | V117-3.45 | 2018 | 48.1351 | -68.9469
Quebec | Nicolas-Riou | 224.25 | NRU39 | 39 | 65 | 3450 | 117 | 116.5 | Vestas | V117-3.45 | 2018 | 48.1421 | -68.9504
Quebec | Nicolas-Riou | 224.25 | NRU40 | 40 | 65 | 3450 | 117 | 116.5 | Vestas | V117-3.45 | 2018 | 48.1413 | -68.9598
Quebec | Nicolas-Riou | 224.25 | NRU41 | 41 | 65 | 3450 | 117 | 116.5 | Vestas | V117-3.45 | 2018 | 48.1296 | -68.9339
Quebec | Nicolas-Riou | 224.25 | NRU42 | 42 | 65 | 3450 | 117 | 116.5 | Vestas | V117-3.45 | 2018 | 48.1258 | -68.9412
Quebec | Nicolas-Riou | 224.25 | NRU43 | 43 | 65 | 3450 | 117 | 116.5 | Vestas | V117-3.45 | 2018 | 48.1216 | -68.9434
Quebec | Nicolas-Riou | 224.25 | NRU44 | 44 | 65 | 3450 | 117 | 116.5 | Vestas | V117-3.45 | 2018 | 48.116 | -68.9516
Quebec | Nicolas-Riou | 224.25 | NRU45 | 45 | 65 | 3450 | 117 | 116.5 | Vestas | V117-3.45 | 2018 | 48.1118 | -68.9607
Quebec | Nicolas-Riou | 224.25 | NRU46 | 46 | 65 | 3450 | 117 | 116.5 | Vestas | V117-3.45 | 2018 | 48.1124 | -68.9748
Quebec | Nicolas-Riou | 224.25 | NRU47 | 47 | 65 | 3450 | 117 | 116.5 | Vestas | V117-3.45 | 2018 | 48.1211 | -68.9695
Quebec | Nicolas-Riou | 224.25 | NRU48 | 48 | 65 | 3450 | 117 | 116.5 | Vestas | V117-3.45 | 2018 | 48.1259 | -68.9768
Quebec | Nicolas-Riou | 224.25 | NRU49 | 49 | 65 | 3450 | 117 | 116.5 | Vestas | V117-3.45 | 2018 | 48.1059 | -68.9439
Quebec | Nicolas-Riou | 224.25 | NRU50 | 50 | 65 | 3450 | 117 | 116.5 | Vestas | V117-3.45 | 2018 | 48.1003 | -68.9455
Quebec | Nicolas-Riou | 224.25 | NRU51 | 51 | 65 | 3450 | 117 | 116.5 | Vestas | V117-3.45 | 2018 | 48.1142 | -68.9315
Quebec | Nicolas-Riou | 224.25 | NRU52 | 52 | 65 | 3450 | 117 | 116.5 | Vestas | V117-3.45 | 2018 | 48.1107 | -68.9234
Quebec | Nicolas-Riou | 224.25 | NRU53 | 53 | 65 | 3450 | 117 | 116.5 | Vestas | V117-3.45 | 2018 | 48.1063 | -68.9271
Quebec | Nicolas-Riou | 224.25 | NRU54 | 54 | 65 | 3450 | 117 | 116.5 | Vestas | V117-3.45 | 2018 | 48.1075 | -68.915
Quebec | Nicolas-Riou | 224.25 | NRU55 | 55 | 65 | 3450 | 117 | 116.5 | Vestas | V117-3.45 | 2018 | 48.1125 | -68.9058
Quebec | Nicolas-Riou | 224.25 | NRU56 | 56 | 65 | 3450 | 117 | 116.5 | Vestas | V117-3.45 | 2018 | 48.1146 | -68.9151
Quebec | Nicolas-Riou | 224.25 | NRU57 | 57 | 65 | 3450 | 117 | 116.5 | Vestas | V117-3.45 | 2018 | 48.1163 | -68.9003
Quebec | Nicolas-Riou | 224.25 | NRU58 | 58 | 65 | 3450 | 117 | 116.5 | Vestas | V117-3.45 | 2018 | 48.1188 | -68.8926
Quebec | Nicolas-Riou | 224.25 | NRU59 | 59 | 65 | 3450 | 117 | 116.5 | Vestas | V117-3.45 | 2018 | 48.0866 | -68.9159
Quebec | Nicolas-Riou | 224.25 | NRU60 | 60 | 65 | 3450 | 117 | 116.5 | Vestas | V117-3.45 | 2018 | 48.0786 | -68.9303
Quebec | Nicolas-Riou | 224.25 | NRU61 | 61 | 65 | 3450 | 117 | 116.5 | Vestas | V117-3.45 | 2018 | 48.0938 | -68.874
Quebec | Nicolas-Riou | 224.25 | NRU62 | 62 | 65 | 3450 | 117 | 116.5 | Vestas | V117-3.45 | 2018 | 48.0907 | -68.8815
Quebec | Nicolas-Riou | 224.25 | NRU63 | 63 | 65 | 3450 | 117 | 116.5 | Vestas | V117-3.45 | 2018 | 48.0833 | -68.8912
Quebec | Nicolas-Riou | 224.25 | NRU64 | 64 | 65 | 3450 | 117 | 116.5 | Vestas | V117-3.45 | 2018 | 48.0806 | -68.8992
Quebec | Nicolas-Riou | 224.25 | NRU65 | 65 | 65 | 3450 | 117 | 116.5 | Vestas | V117-3.45 | 2018 | 48.0774 | -68.91
Quebec | Pierre-De Saurel | 24.6 | PDS1 | 1 | 12 | 2050 | 92.5 | 100 | Senvion | MM92 | 2016 | 45.9567 | -72.9452
Quebec | Pierre-De Saurel | 24.6 | PDS2 | 2 | 12 | 2050 | 92.5 | 100 | Senvion | MM92 | 2016 | 45.9582 | -72.9308
Quebec | Pierre-De Saurel | 24.6 | PDS3 | 3 | 12 | 2050 | 92.5 | 100 | Senvion | MM92 | 2016 | 45.9624 | -72.9295
Quebec | Pierre-De Saurel | 24.6 | PDS4 | 4 | 12 | 2050 | 92.5 | 100 | Senvion | MM92 | 2016 | 45.9672 | -72.9277
Quebec | Pierre-De Saurel | 24.6 | PDS5 | 5 | 12 | 2050 | 92.5 | 100 | Senvion | MM92 | 2016 | 45.9725 | -72.929
Quebec | Pierre-De Saurel | 24.6 | PDS6 | 6 | 12 | 2050 | 92.5 | 100 | Senvion | MM92 | 2016 | 45.9779 | -72.9263
Quebec | Pierre-De Saurel | 24.6 | PDS7 | 7 | 12 | 2050 | 92.5 | 100 | Senvion | MM92 | 2016 | 45.9766 | -72.9359
Quebec | Pierre-De Saurel | 24.6 | PDS8 | 8 | 12 | 2050 | 92.5 | 100 | Senvion | MM92 | 2016 | 45.9875 | -72.9302
Quebec | Pierre-De Saurel | 24.6 | PDS9 | 9 | 12 | 2050 | 92.5 | 100 | Senvion | MM92 | 2016 | 45.9884 | -72.9233
Quebec | Pierre-De Saurel | 24.6 | PDS10 | 10 | 12 | 2050 | 92.5 | 100 | Senvion | MM92 | 2016 | 45.9891 | -72.9174
Quebec | Pierre-De Saurel | 24.6 | PDS11 | 11 | 12 | 2050 | 92.5 | 100 | Senvion | MM92 | 2016 | 45.9787 | -72.9197
Quebec | Pierre-De Saurel | 24.6 | PDS12 | 12 | 12 | 2050 | 92.5 | 100 | Senvion | MM92 | 2016 | 45.9545 | -72.9383
Quebec | Raglan Mine | 6 | RAG1 | 1 | 2 | 3000 | 82 | 90 | Enercon | E82-3.0 | 2014 | 61.6791 | -73.722 | Energy Storage - 200 kW/1.5 kWh flywheel, 200 kW/250 kWh Li-ion battery, 200 kW/4 MWh hydrogen cylinder
Quebec | Raglan Mine | 6 | RAG2 | 2 | 2 | 3000 | 82 | 90 | Enercon | E82-3.0 | 2018 | 61.6816 | -73.7135 | Battery Energy Storage System - 3 MW/1 MWh Lithium Ion Battery
Quebec | Rivière-du-Moulin | 350 | RDM1 | 1 | 175 | 2000 | 82 | 80 | Senvion | MM82 | 2014/2015 | 47.8952 | -71.0593 | 75 turbines commissioned in 2014, 100 turbines commissioned in 2015 - 152 x MM92 and 23 x MM82
Quebec | Rivière-du-Moulin | 350 | RDM2 | 2 | 175 | 2000 | 82 | 80 | Senvion | MM82 | 2014/2015 | 47.898 | -71.0624 | 75 turbines commissioned in 2014, 100 turbines commissioned in 2015 - 152 x MM92 and 23 x MM82
Quebec | Rivière-du-Moulin | 350 | RDM3 | 3 | 175 | 2000 | 92 | 80 | Senvion | MM92 | 2014/2015 | 47.9002 | -71.0682 | 75 turbines commissioned in 2014, 100 turbines commissioned in 2015 - 152 x MM92 and 23 x MM82
Quebec | Rivière-du-Moulin | 350 | RDM4 | 4 | 175 | 2000 | 92 | 80 | Senvion | MM92 | 2014/2015 | 47.91 | -71.0915 | 75 turbines commissioned in 2014, 100 turbines commissioned in 2015 - 152 x MM92 and 23 x MM82
Quebec | Rivière-du-Moulin | 350 | RDM5 | 5 | 175 | 2000 | 82 | 80 | Senvion | MM82 | 2014/2015 | 47.9102 | -71.0861 | 75 turbines commissioned in 2014, 100 turbines commissioned in 2015 - 152 x MM92 and 23 x MM82
Quebec | Rivière-du-Moulin | 350 | RDM6 | 6 | 175 | 2000 | 92 | 80 | Senvion | MM92 | 2014/2015 | 47.916 | -71.0908 | 75 turbines commissioned in 2014, 100 turbines commissioned in 2015 - 152 x MM92 and 23 x MM82
Quebec | Rivière-du-Moulin | 350 | RDM7 | 7 | 175 | 2000 | 92 | 80 | Senvion | MM92 | 2014/2015 | 47.9141 | -71.0866 | 75 turbines commissioned in 2014, 100 turbines commissioned in 2015 - 152 x MM92 and 23 x MM82
Quebec | Rivière-du-Moulin | 350 | RDM8 | 8 | 175 | 2000 | 92 | 80 | Senvion | MM92 | 2014/2015 | 47.9039 | -71.0424 | 75 turbines commissioned in 2014, 100 turbines commissioned in 2015 - 152 x MM92 and 23 x MM82
Quebec | Rivière-du-Moulin | 350 | RDM9 | 9 | 175 | 2000 | 92 | 80 | Senvion | MM92 | 2014/2015 | 47.9037 | -71.0369 | 75 turbines commissioned in 2014, 100 turbines commissioned in 2015 - 152 x MM92 and 23 x MM82
Quebec | Rivière-du-Moulin | 350 | RDM10 | 10 | 175 | 2000 | 82 | 80 | Senvion | MM82 | 2014/2015 | 47.9054 | -71.0339 | 75 turbines commissioned in 2014, 100 turbines commissioned in 2015 - 152 x MM92 and 23 x MM82
Quebec | Rivière-du-Moulin | 350 | RDM11 | 11 | 175 | 2000 | 82 | 80 | Senvion | MM82 | 2014/2015 | 47.9054 | -71.0194 | 75 turbines commissioned in 2014, 100 turbines commissioned in 2015 - 152 x MM92 and 23 x MM82
Quebec | Rivière-du-Moulin | 350 | RDM12 | 12 | 175 | 2000 | 92 | 80 | Senvion | MM92 | 2014/2015 | 47.908 | -71.0185 | 75 turbines commissioned in 2014, 100 turbines commissioned in 2015 - 152 x MM92 and 23 x MM82
Quebec | Rivière-du-Moulin | 350 | RDM13 | 13 | 175 | 2000 | 92 | 80 | Senvion | MM92 | 2014/2015 | 47.9106 | -71.0182 | 75 turbines commissioned in 2014, 100 turbines commissioned in 2015 - 152 x MM92 and 23 x MM82
Quebec | Rivière-du-Moulin | 350 | RDM14 | 14 | 175 | 2000 | 92 | 80 | Senvion | MM92 | 2014/2015 | 47.9107 | -71.0259 | 75 turbines commissioned in 2014, 100 turbines commissioned in 2015 - 152 x MM92 and 23 x MM82
Quebec | Rivière-du-Moulin | 350 | RDM15 | 15 | 175 | 2000 | 92 | 80 | Senvion | MM92 | 2014/2015 | 47.9119 | -71.0296 | 75 turbines commissioned in 2014, 100 turbines commissioned in 2015 - 152 x MM92 and 23 x MM82
Quebec | Rivière-du-Moulin | 350 | RDM16 | 16 | 175 | 2000 | 92 | 80 | Senvion | MM92 | 2014/2015 | 47.9116 | -71.0369 | 75 turbines commissioned in 2014, 100 turbines commissioned in 2015 - 152 x MM92 and 23 x MM82
Quebec | Rivière-du-Moulin | 350 | RDM17 | 17 | 175 | 2000 | 92 | 80 | Senvion | MM92 | 2014/2015 | 47.9116 | -71.045 | 75 turbines commissioned in 2014, 100 turbines commissioned in 2015 - 152 x MM92 and 23 x MM82
Quebec | Rivière-du-Moulin | 350 | RDM18 | 18 | 175 | 2000 | 92 | 80 | Senvion | MM92 | 2014/2015 | 47.9114 | -71.0519 | 75 turbines commissioned in 2014, 100 turbines commissioned in 2015 - 152 x MM92 and 23 x MM82
Quebec | Rivière-du-Moulin | 350 | RDM19 | 19 | 175 | 2000 | 92 | 80 | Senvion | MM92 | 2014/2015 | 47.9142 | -71.0537 | 75 turbines commissioned in 2014, 100 turbines commissioned in 2015 - 152 x MM92 and 23 x MM82
Quebec | Rivière-du-Moulin | 350 | RDM20 | 20 | 175 | 2000 | 92 | 80 | Senvion | MM92 | 2014/2015 | 47.9148 | -71.0585 | 75 turbines commissioned in 2014, 100 turbines commissioned in 2015 - 152 x MM92 and 23 x MM82
Quebec | Rivière-du-Moulin | 350 | RDM21 | 21 | 175 | 2000 | 92 | 80 | Senvion | MM92 | 2014/2015 | 47.9157 | -71.0633 | 75 turbines commissioned in 2014, 100 turbines commissioned in 2015 - 152 x MM92 and 23 x MM82
Quebec | Rivière-du-Moulin | 350 | RDM22 | 22 | 175 | 2000 | 92 | 80 | Senvion | MM92 | 2014/2015 | 47.9184 | -71.0282 | 75 turbines commissioned in 2014, 100 turbines commissioned in 2015 - 152 x MM92 and 23 x MM82
Quebec | Rivière-du-Moulin | 350 | RDM23 | 23 | 175 | 2000 | 92 | 80 | Senvion | MM92 | 2014/2015 | 47.9192 | -71.0318 | 75 turbines commissioned in 2014, 100 turbines commissioned in 2015 - 152 x MM92 and 23 x MM82
Quebec | Rivière-du-Moulin | 350 | RDM24 | 24 | 175 | 2000 | 92 | 80 | Senvion | MM92 | 2014/2015 | 47.92 | -71.037 | 75 turbines commissioned in 2014, 100 turbines commissioned in 2015 - 152 x MM92 and 23 x MM82
Quebec | Rivière-du-Moulin | 350 | RDM25 | 25 | 175 | 2000 | 82 | 80 | Senvion | MM82 | 2014/2015 | 47.9258 | -71.0311 | 75 turbines commissioned in 2014, 100 turbines commissioned in 2015 - 152 x MM92 and 23 x MM82
Quebec | Rivière-du-Moulin | 350 | RDM26 | 26 | 175 | 2000 | 82 | 80 | Senvion | MM82 | 2014/2015 | 47.9266 | -71.0342 | 75 turbines commissioned in 2014, 100 turbines commissioned in 2015 - 152 x MM92 and 23 x MM82
Quebec | Rivière-du-Moulin | 350 | RDM27 | 27 | 175 | 2000 | 92 | 80 | Senvion | MM92 | 2014/2015 | 47.9298 | -71.0192 | 75 turbines commissioned in 2014, 100 turbines commissioned in 2015 - 152 x MM92 and 23 x MM82
Quebec | Rivière-du-Moulin | 350 | RDM28 | 28 | 175 | 2000 | 82 | 80 | Senvion | MM82 | 2014/2015 | 47.9298 | -71.0133 | 75 turbines commissioned in 2014, 100 turbines commissioned in 2015 - 152 x MM92 and 23 x MM82
Quebec | Rivière-du-Moulin | 350 | RDM29 | 29 | 175 | 2000 | 92 | 80 | Senvion | MM92 | 2014/2015 | 47.9236 | -71.0095 | 75 turbines commissioned in 2014, 100 turbines commissioned in 2015 - 152 x MM92 and 23 x MM82
Quebec | Rivière-du-Moulin | 350 | RDM30 | 30 | 175 | 2000 | 92 | 80 | Senvion | MM92 | 2014/2015 | 47.9208 | -71.0075 | 75 turbines commissioned in 2014, 100 turbines commissioned in 2015 - 152 x MM92 and 23 x MM82
Quebec | Rivière-du-Moulin | 350 | RDM31 | 31 | 175 | 2000 | 82 | 80 | Senvion | MM82 | 2014/2015 | 47.9235 | -71.015 | 75 turbines commissioned in 2014, 100 turbines commissioned in 2015 - 152 x MM92 and 23 x MM82
Quebec | Rivière-du-Moulin | 350 | RDM32 | 32 | 175 | 2000 | 92 | 80 | Senvion | MM92 | 2014/2015 | 47.9242 | -71.0668 | 75 turbines commissioned in 2014, 100 turbines commissioned in 2015 - 152 x MM92 and 23 x MM82
Quebec | Rivière-du-Moulin | 350 | RDM33 | 33 | 175 | 2000 | 92 | 80 | Senvion | MM92 | 2014/2015 | 47.9238 | -71.061 | 75 turbines commissioned in 2014, 100 turbines commissioned in 2015 - 152 x MM92 and 23 x MM82
Quebec | Rivière-du-Moulin | 350 | RDM34 | 34 | 175 | 2000 | 92 | 80 | Senvion | MM92 | 2014/2015 | 47.9218 | -71.0539 | 75 turbines commissioned in 2014, 100 turbines commissioned in 2015 - 152 x MM92 and 23 x MM82
Quebec | Rivière-du-Moulin | 350 | RDM35 | 35 | 175 | 2000 | 92 | 80 | Senvion | MM92 | 2014/2015 | 47.9223 | -71.0454 | 75 turbines commissioned in 2014, 100 turbines commissioned in 2015 - 152 x MM92 and 23 x MM82
Quebec | Rivière-du-Moulin | 350 | RDM36 | 36 | 175 | 2000 | 92 | 80 | Senvion | MM92 | 2014/2015 | 47.9263 | -71.045 | 75 turbines commissioned in 2014, 100 turbines commissioned in 2015 - 152 x MM92 and 23 x MM82
Quebec | Rivière-du-Moulin | 350 | RDM37 | 37 | 175 | 2000 | 82 | 80 | Senvion | MM82 | 2014/2015 | 47.9341 | -71.034 | 75 turbines commissioned in 2014, 100 turbines commissioned in 2015 - 152 x MM92 and 23 x MM82
Quebec | Rivière-du-Moulin | 350 | RDM38 | 38 | 175 | 2000 | 82 | 80 | Senvion | MM82 | 2014/2015 | 47.9367 | -71.0346 | 75 turbines commissioned in 2014, 100 turbines commissioned in 2015 - 152 x MM92 and 23 x MM82
Quebec | Rivière-du-Moulin | 350 | RDM39 | 39 | 175 | 2000 | 82 | 80 | Senvion | MM82 | 2014/2015 | 47.9374 | -71.0286 | 75 turbines commissioned in 2014, 100 turbines commissioned in 2015 - 152 x MM92 and 23 x MM82
Quebec | Rivière-du-Moulin | 350 | RDM40 | 40 | 175 | 2000 | 82 | 80 | Senvion | MM82 | 2014/2015 | 47.9358 | -71.0256 | 75 turbines commissioned in 2014, 100 turbines commissioned in 2015 - 152 x MM92 and 23 x MM82
Quebec | Rivière-du-Moulin | 350 | RDM41 | 41 | 175 | 2000 | 92 | 80 | Senvion | MM92 | 2014/2015 | 47.9402 | -71.0328 | 75 turbines commissioned in 2014, 100 turbines commissioned in 2015 - 152 x MM92 and 23 x MM82
Quebec | Rivière-du-Moulin | 350 | RDM42 | 42 | 175 | 2000 | 92 | 80 | Senvion | MM92 | 2014/2015 | 47.943 | -71.0326 | 75 turbines commissioned in 2014, 100 turbines commissioned in 2015 - 152 x MM92 and 23 x MM82
Quebec | Rivière-du-Moulin | 350 | RDM43 | 43 | 175 | 2000 | 92 | 80 | Senvion | MM92 | 2014/2015 | 47.9405 | -71.038 | 75 turbines commissioned in 2014, 100 turbines commissioned in 2015 - 152 x MM92 and 23 x MM82
Quebec | Rivière-du-Moulin | 350 | RDM44 | 44 | 175 | 2000 | 92 | 80 | Senvion | MM92 | 2014/2015 | 47.9435 | -71.04 | 75 turbines commissioned in 2014, 100 turbines commissioned in 2015 - 152 x MM92 and 23 x MM82
Quebec | Rivière-du-Moulin | 350 | RDM45 | 45 | 175 | 2000 | 92 | 80 | Senvion | MM92 | 2014/2015 | 47.9308 | -71.0473 | 75 turbines commissioned in 2014, 100 turbines commissioned in 2015 - 152 x MM92 and 23 x MM82
Quebec | Rivière-du-Moulin | 350 | RDM46 | 46 | 175 | 2000 | 82 | 80 | Senvion | MM82 | 2014/2015 | 47.9331 | -71.0502 | 75 turbines commissioned in 2014, 100 turbines commissioned in 2015 - 152 x MM92 and 23 x MM82
Quebec | Rivière-du-Moulin | 350 | RDM47 | 47 | 175 | 2000 | 92 | 80 | Senvion | MM92 | 2014/2015 | 47.9346 | -71.054 | 75 turbines commissioned in 2014, 100 turbines commissioned in 2015 - 152 x MM92 and 23 x MM82
Quebec | Rivière-du-Moulin | 350 | RDM48 | 48 | 175 | 2000 | 82 | 80 | Senvion | MM82 | 2014/2015 | 47.9365 | -71.0566 | 75 turbines commissioned in 2014, 100 turbines commissioned in 2015 - 152 x MM92 and 23 x MM82
Quebec | Rivière-du-Moulin | 350 | RDM49 | 49 | 175 | 2000 | 82 | 80 | Senvion | MM82 | 2014/2015 | 47.9381 | -71.0598 | 75 turbines commissioned in 2014, 100 turbines commissioned in 2015 - 152 x MM92 and 23 x MM82
Quebec | Rivière-du-Moulin | 350 | RDM50 | 50 | 175 | 2000 | 92 | 80 | Senvion | MM92 | 2014/2015 | 47.9395 | -71.0632 | 75 turbines commissioned in 2014, 100 turbines commissioned in 2015 - 152 x MM92 and 23 x MM82
Quebec | Rivière-du-Moulin | 350 | RDM51 | 51 | 175 | 2000 | 92 | 80 | Senvion | MM92 | 2014/2015 | 47.9406 | -71.068 | 75 turbines commissioned in 2014, 100 turbines commissioned in 2015 - 152 x MM92 and 23 x MM82
Quebec | Rivière-du-Moulin | 350 | RDM52 | 52 | 175 | 2000 | 92 | 80 | Senvion | MM92 | 2014/2015 | 47.9419 | -71.0716 | 75 turbines commissioned in 2014, 100 turbines commissioned in 2015 - 152 x MM92 and 23 x MM82
Quebec | Rivière-du-Moulin | 350 | RDM53 | 53 | 175 | 2000 | 92 | 80 | Senvion | MM92 | 2014/2015 | 47.9112 | -71.1214 | 75 turbines commissioned in 2014, 100 turbines commissioned in 2015 - 152 x MM92 and 23 x MM82
Quebec | Rivière-du-Moulin | 350 | RDM54 | 54 | 175 | 2000 | 92 | 80 | Senvion | MM92 | 2014/2015 | 47.9136 | -71.1227 | 75 turbines commissioned in 2014, 100 turbines commissioned in 2015 - 152 x MM92 and 23 x MM82
Quebec | Rivière-du-Moulin | 350 | RDM55 | 55 | 175 | 2000 | 92 | 80 | Senvion | MM92 | 2014/2015 | 47.9156 | -71.1263 | 75 turbines commissioned in 2014, 100 turbines commissioned in 2015 - 152 x MM92 and 23 x MM82
Quebec | Rivière-du-Moulin | 350 | RDM56 | 56 | 175 | 2000 | 92 | 80 | Senvion | MM92 | 2014/2015 | 47.9172 | -71.1305 | 75 turbines commissioned in 2014, 100 turbines commissioned in 2015 - 152 x MM92 and 23 x MM82
Quebec | Rivière-du-Moulin | 350 | RDM57 | 57 | 175 | 2000 | 92 | 80 | Senvion | MM92 | 2014/2015 | 47.9295 | -71.1355 | 75 turbines commissioned in 2014, 100 turbines commissioned in 2015 - 152 x MM92 and 23 x MM82
Quebec | Rivière-du-Moulin | 350 | RDM58 | 58 | 175 | 2000 | 92 | 80 | Senvion | MM92 | 2014/2015 | 47.9266 | -71.1322 | 75 turbines commissioned in 2014, 100 turbines commissioned in 2015 - 152 x MM92 and 23 x MM82
Quebec | Rivière-du-Moulin | 350 | RDM59 | 59 | 175 | 2000 | 92 | 80 | Senvion | MM92 | 2014/2015 | 47.9279 | -71.1272 | 75 turbines commissioned in 2014, 100 turbines commissioned in 2015 - 152 x MM92 and 23 x MM82
Quebec | Rivière-du-Moulin | 350 | RDM60 | 60 | 175 | 2000 | 92 | 80 | Senvion | MM92 | 2014/2015 | 47.9262 | -71.1239 | 75 turbines commissioned in 2014, 100 turbines commissioned in 2015 - 152 x MM92 and 23 x MM82
Quebec | Rivière-du-Moulin | 350 | RDM61 | 61 | 175 | 2000 | 92 | 80 | Senvion | MM92 | 2014/2015 | 47.9251 | -71.1127 | 75 turbines commissioned in 2014, 100 turbines commissioned in 2015 - 152 x MM92 and 23 x MM82
Quebec | Rivière-du-Moulin | 350 | RDM62 | 62 | 175 | 2000 | 92 | 80 | Senvion | MM92 | 2014/2015 | 47.9327 | -71.1013 | 75 turbines commissioned in 2014, 100 turbines commissioned in 2015 - 152 x MM92 and 23 x MM82
Quebec | Rivière-du-Moulin | 350 | RDM63 | 63 | 175 | 2000 | 92 | 80 | Senvion | MM92 | 2014/2015 | 47.9378 | -71.0974 | 75 turbines commissioned in 2014, 100 turbines commissioned in 2015 - 152 x MM92 and 23 x MM82
Quebec | Rivière-du-Moulin | 350 | RDM64 | 64 | 175 | 2000 | 92 | 80 | Senvion | MM92 | 2014/2015 | 47.9353 | -71.0934 | 75 turbines commissioned in 2014, 100 turbines commissioned in 2015 - 152 x MM92 and 23 x MM82
Quebec | Rivière-du-Moulin | 350 | RDM65 | 65 | 175 | 2000 | 82 | 80 | Senvion | MM82 | 2014/2015 | 47.9325 | -71.0912 | 75 turbines commissioned in 2014, 100 turbines commissioned in 2015 - 152 x MM92 and 23 x MM82
Quebec | Rivière-du-Moulin | 350 | RDM66 | 66 | 175 | 2000 | 92 | 80 | Senvion | MM92 | 2014/2015 | 47.9301 | -71.0888 | 75 turbines commissioned in 2014, 100 turbines commissioned in 2015 - 152 x MM92 and 23 x MM82
Quebec | Rivière-du-Moulin | 350 | RDM67 | 67 | 175 | 2000 | 92 | 80 | Senvion | MM92 | 2014/2015 | 47.9395 | -71.1114 | 75 turbines commissioned in 2014, 100 turbines commissioned in 2015 - 152 x MM92 and 23 x MM82
Quebec | Rivière-du-Moulin | 350 | RDM68 | 68 | 175 | 2000 | 92 | 80 | Senvion | MM92 | 2014/2015 | 47.942 | -71.109 | 75 turbines commissioned in 2014, 100 turbines commissioned in 2015 - 152 x MM92 and 23 x MM82
Quebec | Rivière-du-Moulin | 350 | RDM69 | 69 | 175 | 2000 | 92 | 80 | Senvion | MM92 | 2014/2015 | 47.9441 | -71.106 | 75 turbines commissioned in 2014, 100 turbines commissioned in 2015 - 152 x MM92 and 23 x MM82
Quebec | Rivière-du-Moulin | 350 | RDM70 | 70 | 175 | 2000 | 82 | 80 | Senvion | MM82 | 2014/2015 | 47.95 | -71.028 | 75 turbines commissioned in 2014, 100 turbines commissioned in 2015 - 152 x MM92 and 23 x MM82
Quebec | Rivière-du-Moulin | 350 | RDM71 | 71 | 175 | 2000 | 92 | 80 | Senvion | MM92 | 2014/2015 | 47.9526 | -71.0364 | 75 turbines commissioned in 2014, 100 turbines commissioned in 2015 - 152 x MM92 and 23 x MM82
Quebec | Rivière-du-Moulin | 350 | RDM72 | 72 | 175 | 2000 | 92 | 80 | Senvion | MM92 | 2014/2015 | 47.955 | -71.0382 | 75 turbines commissioned in 2014, 100 turbines commissioned in 2015 - 152 x MM92 and 23 x MM82
Quebec | Rivière-du-Moulin | 350 | RDM73 | 73 | 175 | 2000 | 92 | 80 | Senvion | MM92 | 2014/2015 | 47.9572 | -71.0407 | 75 turbines commissioned in 2014, 100 turbines commissioned in 2015 - 152 x MM92 and 23 x MM82
Quebec | Rivière-du-Moulin | 350 | RDM74 | 74 | 175 | 2000 | 92 | 80 | Senvion | MM92 | 2014/2015 | 47.9504 | -71.0423 | 75 turbines commissioned in 2014, 100 turbines commissioned in 2015 - 152 x MM92 and 23 x MM82
Quebec | Rivière-du-Moulin | 350 | RDM75 | 75 | 175 | 2000 | 92 | 80 | Senvion | MM92 | 2014/2015 | 47.9523 | -71.045 | 75 turbines commissioned in 2014, 100 turbines commissioned in 2015 - 152 x MM92 and 23 x MM82
Quebec | Rivière-du-Moulin | 350 | RDM76 | 76 | 175 | 2000 | 92 | 80 | Senvion | MM92 | 2014/2015 | 47.954 | -71.049 | 75 turbines commissioned in 2014, 100 turbines commissioned in 2015 - 152 x MM92 and 23 x MM82
Quebec | Rivière-du-Moulin | 350 | RDM77 | 77 | 175 | 2000 | 92 | 80 | Senvion | MM92 | 2014/2015 | 47.9568 | -71.0514 | 75 turbines commissioned in 2014, 100 turbines commissioned in 2015 - 152 x MM92 and 23 x MM82
Quebec | Rivière-du-Moulin | 350 | RDM78 | 78 | 175 | 2000 | 92 | 80 | Senvion | MM92 | 2014/2015 | 47.9551 | -71.0609 | 75 turbines commissioned in 2014, 100 turbines commissioned in 2015 - 152 x MM92 and 23 x MM82
Quebec | Rivière-du-Moulin | 350 | RDM79 | 79 | 175 | 2000 | 92 | 80 | Senvion | MM92 | 2014/2015 | 47.958 | -71.0608 | 75 turbines commissioned in 2014, 100 turbines commissioned in 2015 - 152 x MM92 and 23 x MM82
Quebec | Rivière-du-Moulin | 350 | RDM80 | 80 | 175 | 2000 | 92 | 80 | Senvion | MM92 | 2014/2015 | 47.9607 | -71.0648 | 75 turbines commissioned in 2014, 100 turbines commissioned in 2015 - 152 x MM92 and 23 x MM82
Quebec | Rivière-du-Moulin | 350 | RDM81 | 81 | 175 | 2000 | 92 | 80 | Senvion | MM92 | 2014/2015 | 47.965 | -71.0686 | 75 turbines commissioned in 2014, 100 turbines commissioned in 2015 - 152 x MM92 and 23 x MM82
Quebec | Rivière-du-Moulin | 350 | RDM82 | 82 | 175 | 2000 | 92 | 80 | Senvion | MM92 | 2014/2015 | 47.9671 | -71.0706 | 75 turbines commissioned in 2014, 100 turbines commissioned in 2015 - 152 x MM92 and 23 x MM82
Quebec | Rivière-du-Moulin | 350 | RDM83 | 83 | 175 | 2000 | 92 | 80 | Senvion | MM92 | 2014/2015 | 47.9457 | -71.0546 | 75 turbines commissioned in 2014, 100 turbines commissioned in 2015 - 152 x MM92 and 23 x MM82
Quebec | Rivière-du-Moulin | 350 | RDM84 | 84 | 175 | 2000 | 92 | 80 | Senvion | MM92 | 2014/2015 | 47.9463 | -71.0618 | 75 turbines commissioned in 2014, 100 turbines commissioned in 2015 - 152 x MM92 and 23 x MM82
Quebec | Rivière-du-Moulin | 350 | RDM85 | 85 | 175 | 2000 | 92 | 80 | Senvion | MM92 | 2014/2015 | 47.9483 | -71.0692 | 75 turbines commissioned in 2014, 100 turbines commissioned in 2015 - 152 x MM92 and 23 x MM82
Quebec | Rivière-du-Moulin | 350 | RDM86 | 86 | 175 | 2000 | 92 | 80 | Senvion | MM92 | 2014/2015 | 47.9505 | -71.0712 | 75 turbines commissioned in 2014, 100 turbines commissioned in 2015 - 152 x MM92 and 23 x MM82
Quebec | Rivière-du-Moulin | 350 | RDM87 | 87 | 175 | 2000 | 92 | 80 | Senvion | MM92 | 2014/2015 | 47.956 | -71.0195 | 75 turbines commissioned in 2014, 100 turbines commissioned in 2015 - 152 x MM92 and 23 x MM82
Quebec | Rivière-du-Moulin | 350 | RDM88 | 88 | 175 | 2000 | 92 | 80 | Senvion | MM92 | 2014/2015 | 47.9587 | -71.0259 | 75 turbines commissioned in 2014, 100 turbines commissioned in 2015 - 152 x MM92 and 23 x MM82
Quebec | Rivière-du-Moulin | 350 | RDM89 | 89 | 175 | 2000 | 82 | 80 | Senvion | MM82 | 2014/2015 | 47.9592 | -71.034 | 75 turbines commissioned in 2014, 100 turbines commissioned in 2015 - 152 x MM92 and 23 x MM82
Quebec | Rivière-du-Moulin | 350 | RDM90 | 90 | 175 | 2000 | 82 | 80 | Senvion | MM82 | 2014/2015 | 47.9613 | -71.0375 | 75 turbines commissioned in 2014, 100 turbines commissioned in 2015 - 152 x MM92 and 23 x MM82
Quebec | Rivière-du-Moulin | 350 | RDM91 | 91 | 175 | 2000 | 82 | 80 | Senvion | MM82 | 2014/2015 | 47.9653 | -71.043 | 75 turbines commissioned in 2014, 100 turbines commissioned in 2015 - 152 x MM92 and 23 x MM82
Quebec | Rivière-du-Moulin | 350 | RDM92 | 92 | 175 | 2000 | 82 | 80 | Senvion | MM82 | 2014/2015 | 47.9678 | -71.0444 | 75 turbines commissioned in 2014, 100 turbines commissioned in 2015 - 152 x MM92 and 23 x MM82
Quebec | Rivière-du-Moulin | 350 | RDM93 | 93 | 175 | 2000 | 92 | 80 | Senvion | MM92 | 2014/2015 | 47.9701 | -71.0459 | 75 turbines commissioned in 2014, 100 turbines commissioned in 2015 - 152 x MM92 and 23 x MM82
Quebec | Rivière-du-Moulin | 350 | RDM94 | 94 | 175 | 2000 | 92 | 80 | Senvion | MM92 | 2014/2015 | 47.9671 | -71.0524 | 75 turbines commissioned in 2014, 100 turbines commissioned in 2015 - 152 x MM92 and 23 x MM82
Quebec | Rivière-du-Moulin | 350 | RDM95 | 95 | 175 | 2000 | 92 | 80 | Senvion | MM92 | 2014/2015 | 47.9685 | -71.0554 | 75 turbines commissioned in 2014, 100 turbines commissioned in 2015 - 152 x MM92 and 23 x MM82
Quebec | Rivière-du-Moulin | 350 | RDM96 | 96 | 175 | 2000 | 92 | 80 | Senvion | MM92 | 2014/2015 | 47.9705 | -71.0583 | 75 turbines commissioned in 2014, 100 turbines commissioned in 2015 - 152 x MM92 and 23 x MM82
Quebec | Rivière-du-Moulin | 350 | RDM97 | 97 | 175 | 2000 | 92 | 80 | Senvion | MM92 | 2014/2015 | 47.9725 | -71.0613 | 75 turbines commissioned in 2014, 100 turbines commissioned in 2015 - 152 x MM92 and 23 x MM82
Quebec | Rivière-du-Moulin | 350 | RDM98 | 98 | 175 | 2000 | 92 | 80 | Senvion | MM92 | 2014/2015 | 47.9746 | -71.065 | 75 turbines commissioned in 2014, 100 turbines commissioned in 2015 - 152 x MM92 and 23 x MM82
Quebec | Rivière-du-Moulin | 350 | RDM99 | 99 | 175 | 2000 | 92 | 80 | Senvion | MM92 | 2014/2015 | 47.9808 | -71.0623 | 75 turbines commissioned in 2014, 100 turbines commissioned in 2015 - 152 x MM92 and 23 x MM82
Quebec | Rivière-du-Moulin | 350 | RDM100 | 100 | 175 | 2000 | 92 | 80 | Senvion | MM92 | 2014/2015 | 47.9835 | -71.0633 | 75 turbines commissioned in 2014, 100 turbines commissioned in 2015 - 152 x MM92 and 23 x MM82
Quebec | Rivière-du-Moulin | 350 | RDM101 | 101 | 175 | 2000 | 92 | 80 | Senvion | MM92 | 2014/2015 | 47.9864 | -71.0646 | 75 turbines commissioned in 2014, 100 turbines commissioned in 2015 - 152 x MM92 and 23 x MM82
Quebec | Rivière-du-Moulin | 350 | RDM102 | 102 | 175 | 2000 | 92 | 80 | Senvion | MM92 | 2014/2015 | 47.9445 | -71.0873 | 75 turbines commissioned in 2014, 100 turbines commissioned in 2015 - 152 x MM92 and 23 x MM82
Quebec | Rivière-du-Moulin | 350 | RDM103 | 103 | 175 | 2000 | 92 | 80 | Senvion | MM92 | 2014/2015 | 47.9468 | -71.0877 | 75 turbines commissioned in 2014, 100 turbines commissioned in 2015 - 152 x MM92 and 23 x MM82
Quebec | Rivière-du-Moulin | 350 | RDM104 | 104 | 175 | 2000 | 92 | 80 | Senvion | MM92 | 2014/2015 | 47.9561 | -71.0876 | 75 turbines commissioned in 2014, 100 turbines commissioned in 2015 - 152 x MM92 and 23 x MM82
Quebec | Rivière-du-Moulin | 350 | RDM105 | 105 | 175 | 2000 | 82 | 80 | Senvion | MM82 | 2014/2015 | 47.9535 | -71.0896 | 75 turbines commissioned in 2014, 100 turbines commissioned in 2015 - 152 x MM92 and 23 x MM82
Quebec | Rivière-du-Moulin | 350 | RDM106 | 106 | 175 | 2000 | 92 | 80 | Senvion | MM92 | 2014/2015 | 47.9549 | -71.0947 | 75 turbines commissioned in 2014, 100 turbines commissioned in 2015 - 152 x MM92 and 23 x MM82
Quebec | Rivière-du-Moulin | 350 | RDM107 | 107 | 175 | 2000 | 92 | 80 | Senvion | MM92 | 2014/2015 | 47.9586 | -71.0953 | 75 turbines commissioned in 2014, 100 turbines commissioned in 2015 - 152 x MM92 and 23 x MM82
Quebec | Rivière-du-Moulin | 350 | RDM108 | 108 | 175 | 2000 | 92 | 80 | Senvion | MM92 | 2014/2015 | 47.9612 | -71.097 | 75 turbines commissioned in 2014, 100 turbines commissioned in 2015 - 152 x MM92 and 23 x MM82
Quebec | Rivière-du-Moulin | 350 | RDM109 | 109 | 175 | 2000 | 82 | 80 | Senvion | MM82 | 2014/2015 | 47.9904 | -71.0384 | 75 turbines commissioned in 2014, 100 turbines commissioned in 2015 - 152 x MM92 and 23 x MM82
Quebec | Rivière-du-Moulin | 350 | RDM110 | 110 | 175 | 2000 | 82 | 80 | Senvion | MM82 | 2014/2015 | 47.992 | -71.0424 | 75 turbines commissioned in 2014, 100 turbines commissioned in 2015 - 152 x MM92 and 23 x MM82
Quebec | Rivière-du-Moulin | 350 | RDM111 | 111 | 175 | 2000 | 82 | 80 | Senvion | MM82 | 2014/2015 | 47.9949 | -71.0444 | 75 turbines commissioned in 2014, 100 turbines commissioned in 2015 - 152 x MM92 and 23 x MM82
Quebec | Rivière-du-Moulin | 350 | RDM112 | 112 | 175 | 2000 | 82 | 80 | Senvion | MM82 | 2014/2015 | 47.997 | -71.0402 | 75 turbines commissioned in 2014, 100 turbines commissioned in 2015 - 152 x MM92 and 23 x MM82
Quebec | Rivière-du-Moulin | 350 | RDM113 | 113 | 175 | 2000 | 82 | 80 | Senvion | MM82 | 2014/2015 | 47.9993 | -71.0395 | 75 turbines commissioned in 2014, 100 turbines commissioned in 2015 - 152 x MM92 and 23 x MM82
Quebec | Rivière-du-Moulin | 350 | RDM114 | 114 | 175 | 2000 | 82 | 80 | Senvion | MM82 | 2014/2015 | 48.0034 | -71.0393 | 75 turbines commissioned in 2014, 100 turbines commissioned in 2015 - 152 x MM92 and 23 x MM82
Quebec | Rivière-du-Moulin | 350 | RDM115 | 115 | 175 | 2000 | 82 | 80 | Senvion | MM82 | 2014/2015 | 47.9971 | -71.0453 | 75 turbines commissioned in 2014, 100 turbines commissioned in 2015 - 152 x MM92 and 23 x MM82
Quebec | Rivière-du-Moulin | 350 | RDM116 | 116 | 175 | 2000 | 82 | 80 | Senvion | MM82 | 2014/2015 | 47.9902 | -71.0487 | 75 turbines commissioned in 2014, 100 turbines commissioned in 2015 - 152 x MM92 and 23 x MM82
Quebec | Rivière-du-Moulin | 350 | RDM117 | 117 | 175 | 2000 | 82 | 80 | Senvion | MM82 | 2014/2015 | 47.9921 | -71.0519 | 75 turbines commissioned in 2014, 100 turbines commissioned in 2015 - 152 x MM92 and 23 x MM82
Quebec | Rivière-du-Moulin | 350 | RDM118 | 118 | 175 | 2000 | 82 | 80 | Senvion | MM82 | 2014/2015 | 47.9941 | -71.0536 | 75 turbines commissioned in 2014, 100 turbines commissioned in 2015 - 152 x MM92 and 23 x MM82
Quebec | Rivière-du-Moulin | 350 | RDM119 | 119 | 175 | 2000 | 82 | 80 | Senvion | MM82 | 2014/2015 | 47.9966 | -71.0556 | 75 turbines commissioned in 2014, 100 turbines commissioned in 2015 - 152 x MM92 and 23 x MM82
Quebec | Rivière-du-Moulin | 350 | RDM120 | 120 | 175 | 2000 | 82 | 80 | Senvion | MM82 | 2014/2015 | 47.9996 | -71.0482 | 75 turbines commissioned in 2014, 100 turbines commissioned in 2015 - 152 x MM92 and 23 x MM82
Quebec | Rivière-du-Moulin | 350 | RDM121 | 121 | 175 | 2000 | 82 | 80 | Senvion | MM82 | 2014/2015 | 48.0068 | -71.0368 | 75 turbines commissioned in 2014, 100 turbines commissioned in 2015 - 152 x MM92 and 23 x MM82
Quebec | Rivière-du-Moulin | 350 | RDM122 | 122 | 175 | 2000 | 82 | 80 | Senvion | MM82 | 2014/2015 | 48.01 | -71.0393 | 75 turbines commissioned in 2014, 100 turbines commissioned in 2015 - 152 x MM92 and 23 x MM82
Quebec | Rivière-du-Moulin | 350 | RDM123 | 123 | 175 | 2000 | 82 | 80 | Senvion | MM82 | 2014/2015 | 48.0121 | -71.041 | 75 turbines commissioned in 2014, 100 turbines commissioned in 2015 - 152 x MM92 and 23 x MM82
Quebec | Rivière-du-Moulin | 350 | RDM124 | 124 | 175 | 2000 | 82 | 80 | Senvion | MM82 | 2014/2015 | 48.0135 | -71.045 | 75 turbines commissioned in 2014, 100 turbines commissioned in 2015 - 152 x MM92 and 23 x MM82
Quebec | Rivière-du-Moulin | 350 | RDM125 | 125 | 175 | 2000 | 82 | 80 | Senvion | MM82 | 2014/2015 | 48.0135 | -71.065 | 75 turbines commissioned in 2014, 100 turbines commissioned in 2015 - 152 x MM92 and 23 x MM82
Quebec | Rivière-du-Moulin | 350 | RDM126 | 126 | 175 | 2000 | 82 | 80 | Senvion | MM82 | 2014/2015 | 48.0142 | -71.0687 | 75 turbines commissioned in 2014, 100 turbines commissioned in 2015 - 152 x MM92 and 23 x MM82
Quebec | Rivière-du-Moulin | 350 | RDM127 | 127 | 175 | 2000 | 92 | 80 | Senvion | MM92 | 2014/2015 | 48.0075 | -71.0747 | 75 turbines commissioned in 2014, 100 turbines commissioned in 2015 - 152 x MM92 and 23 x MM82
Quebec | Rivière-du-Moulin | 350 | RDM128 | 128 | 175 | 2000 | 92 | 80 | Senvion | MM92 | 2014/2015 | 48.0063 | -71.0711 | 75 turbines commissioned in 2014, 100 turbines commissioned in 2015 - 152 x MM92 and 23 x MM82
Quebec | Rivière-du-Moulin | 350 | RDM129 | 129 | 175 | 2000 | 82 | 80 | Senvion | MM82 | 2014/2015 | 47.9914 | -71.0755 | 75 turbines commissioned in 2014, 100 turbines commissioned in 2015 - 152 x MM92 and 23 x MM82
Quebec | Rivière-du-Moulin | 350 | RDM130 | 130 | 175 | 2000 | 82 | 80 | Senvion | MM82 | 2014/2015 | 47.9936 | -71.0773 | 75 turbines commissioned in 2014, 100 turbines commissioned in 2015 - 152 x MM92 and 23 x MM82
Quebec | Rivière-du-Moulin | 350 | RDM131 | 131 | 175 | 2000 | 82 | 80 | Senvion | MM82 | 2014/2015 | 47.9959 | -71.0789 | 75 turbines commissioned in 2014, 100 turbines commissioned in 2015 - 152 x MM92 and 23 x MM82
Quebec | Rivière-du-Moulin | 350 | RDM132 | 132 | 175 | 2000 | 92 | 80 | Senvion | MM92 | 2014/2015 | 47.9974 | -71.0821 | 75 turbines commissioned in 2014, 100 turbines commissioned in 2015 - 152 x MM92 and 23 x MM82
Quebec | Rivière-du-Moulin | 350 | RDM133 | 133 | 175 | 2000 | 92 | 80 | Senvion | MM92 | 2014/2015 | 47.9917 | -71.1074 | 75 turbines commissioned in 2014, 100 turbines commissioned in 2015 - 152 x MM92 and 23 x MM82
Quebec | Rivière-du-Moulin | 350 | RDM134 | 134 | 175 | 2000 | 82 | 80 | Senvion | MM82 | 2014/2015 | 47.9954 | -71.1019 | 75 turbines commissioned in 2014, 100 turbines commissioned in 2015 - 152 x MM92 and 23 x MM82
Quebec | Rivière-du-Moulin | 350 | RDM135 | 135 | 175 | 2000 | 82 | 80 | Senvion | MM82 | 2014/2015 | 47.9986 | -71.0997 | 75 turbines commissioned in 2014, 100 turbines commissioned in 2015 - 152 x MM92 and 23 x MM82
Quebec | Rivière-du-Moulin | 350 | RDM136 | 136 | 175 | 2000 | 82 | 80 | Senvion | MM82 | 2014/2015 | 48.001 | -71.1008 | 75 turbines commissioned in 2014, 100 turbines commissioned in 2015 - 152 x MM92 and 23 x MM82
Quebec | Rivière-du-Moulin | 350 | RDM137 | 137 | 175 | 2000 | 92 | 80 | Senvion | MM92 | 2014/2015 | 48.0047 | -71.1016 | 75 turbines commissioned in 2014, 100 turbines commissioned in 2015 - 152 x MM92 and 23 x MM82
Quebec | Rivière-du-Moulin | 350 | RDM138 | 138 | 175 | 2000 | 92 | 80 | Senvion | MM92 | 2014/2015 | 47.9988 | -71.107 | 75 turbines commissioned in 2014, 100 turbines commissioned in 2015 - 152 x MM92 and 23 x MM82
Quebec | Rivière-du-Moulin | 350 | RDM139 | 139 | 175 | 2000 | 92 | 80 | Senvion | MM92 | 2014/2015 | 47.9963 | -71.1086 | 75 turbines commissioned in 2014, 100 turbines commissioned in 2015 - 152 x MM92 and 23 x MM82
Quebec | Rivière-du-Moulin | 350 | RDM140 | 140 | 175 | 2000 | 92 | 80 | Senvion | MM92 | 2014/2015 | 47.9597 | -71.1234 | 75 turbines commissioned in 2014, 100 turbines commissioned in 2015 - 152 x MM92 and 23 x MM82
Quebec | Rivière-du-Moulin | 350 | RDM141 | 141 | 175 | 2000 | 82 | 80 | Senvion | MM82 | 2014/2015 | 47.9628 | -71.1174 | 75 turbines commissioned in 2014, 100 turbines commissioned in 2015 - 152 x MM92 and 23 x MM82
Quebec | Rivière-du-Moulin | 350 | RDM142 | 142 | 175 | 2000 | 92 | 80 | Senvion | MM92 | 2014/2015 | 47.9672 | -71.1215 | 75 turbines commissioned in 2014, 100 turbines commissioned in 2015 - 152 x MM92 and 23 x MM82
Quebec | Rivière-du-Moulin | 350 | RDM143 | 143 | 175 | 2000 | 92 | 80 | Senvion | MM92 | 2014/2015 | 47.9689 | -71.1264 | 75 turbines commissioned in 2014, 100 turbines commissioned in 2015 - 152 x MM92 and 23 x MM82
Quebec | Rivière-du-Moulin | 350 | RDM144 | 144 | 175 | 2000 | 92 | 80 | Senvion | MM92 | 2014/2015 | 47.9684 | -71.1383 | 75 turbines commissioned in 2014, 100 turbines commissioned in 2015 - 152 x MM92 and 23 x MM82
Quebec | Rivière-du-Moulin | 350 | RDM145 | 145 | 175 | 2000 | 92 | 80 | Senvion | MM92 | 2014/2015 | 47.9689 | -71.1449 | 75 turbines commissioned in 2014, 100 turbines commissioned in 2015 - 152 x MM92 and 23 x MM82
Quebec | Rivière-du-Moulin | 350 | RDM146 | 146 | 175 | 2000 | 92 | 80 | Senvion | MM92 | 2014/2015 | 47.9746 | -71.1369 | 75 turbines commissioned in 2014, 100 turbines commissioned in 2015 - 152 x MM92 and 23 x MM82
Quebec | Rivière-du-Moulin | 350 | RDM147 | 147 | 175 | 2000 | 92 | 80 | Senvion | MM92 | 2014/2015 | 47.9758 | -71.1309 | 75 turbines commissioned in 2014, 100 turbines commissioned in 2015 - 152 x MM92 and 23 x MM82
Quebec | Rivière-du-Moulin | 350 | RDM148 | 148 | 175 | 2000 | 92 | 80 | Senvion | MM92 | 2014/2015 | 47.9788 | -71.1278 | 75 turbines commissioned in 2014, 100 turbines commissioned in 2015 - 152 x MM92 and 23 x MM82
Quebec | Rivière-du-Moulin | 350 | RDM149 | 149 | 175 | 2000 | 92 | 80 | Senvion | MM92 | 2014/2015 | 47.9836 | -71.138 | 75 turbines commissioned in 2014, 100 turbines commissioned in 2015 - 152 x MM92 and 23 x MM82
Quebec | Rivière-du-Moulin | 350 | RDM150 | 150 | 175 | 2000 | 92 | 80 | Senvion | MM92 | 2014/2015 | 47.985 | -71.1472 | 75 turbines commissioned in 2014, 100 turbines commissioned in 2015 - 152 x MM92 and 23 x MM82
Quebec | Rivière-du-Moulin | 350 | RDM151 | 151 | 175 | 2000 | 82 | 80 | Senvion | MM82 | 2014/2015 | 47.9858 | -71.1517 | 75 turbines commissioned in 2014, 100 turbines commissioned in 2015 - 152 x MM92 and 23 x MM82
Quebec | Rivière-du-Moulin | 350 | RDM152 | 152 | 175 | 2000 | 92 | 80 | Senvion | MM92 | 2014/2015 | 47.9879 | -71.1564 | 75 turbines commissioned in 2014, 100 turbines commissioned in 2015 - 152 x MM92 and 23 x MM82
Quebec | Rivière-du-Moulin | 350 | RDM153 | 153 | 175 | 2000 | 92 | 80 | Senvion | MM92 | 2014/2015 | 47.9901 | -71.1613 | 75 turbines commissioned in 2014, 100 turbines commissioned in 2015 - 152 x MM92 and 23 x MM82
Quebec | Rivière-du-Moulin | 350 | RDM154 | 154 | 175 | 2000 | 92 | 80 | Senvion | MM92 | 2014/2015 | 47.9923 | -71.174 | 75 turbines commissioned in 2014, 100 turbines commissioned in 2015 - 152 x MM92 and 23 x MM82
Quebec | Rivière-du-Moulin | 350 | RDM155 | 155 | 175 | 2000 | 92 | 80 | Senvion | MM92 | 2014/2015 | 47.9905 | -71.1683 | 75 turbines commissioned in 2014, 100 turbines commissioned in 2015 - 152 x MM92 and 23 x MM82
Quebec | Rivière-du-Moulin | 350 | RDM156 | 156 | 175 | 2000 | 92 | 80 | Senvion | MM92 | 2014/2015 | 47.9926 | -71.1542 | 75 turbines commissioned in 2014, 100 turbines commissioned in 2015 - 152 x MM92 and 23 x MM82
Quebec | Rivière-du-Moulin | 350 | RDM157 | 157 | 175 | 2000 | 82 | 80 | Senvion | MM82 | 2014/2015 | 47.995 | -71.1463 | 75 turbines commissioned in 2014, 100 turbines commissioned in 2015 - 152 x MM92 and 23 x MM82
Quebec | Rivière-du-Moulin | 350 | RDM158 | 158 | 175 | 2000 | 92 | 80 | Senvion | MM92 | 2014/2015 | 47.9963 | -71.1511 | 75 turbines commissioned in 2014, 100 turbines commissioned in 2015 - 152 x MM92 and 23 x MM82
Quebec | Rivière-du-Moulin | 350 | RDM159 | 159 | 175 | 2000 | 92 | 80 | Senvion | MM92 | 2014/2015 | 47.9988 | -71.1513 | 75 turbines commissioned in 2014, 100 turbines commissioned in 2015 - 152 x MM92 and 23 x MM82
Quebec | Rivière-du-Moulin | 350 | RDM160 | 160 | 175 | 2000 | 92 | 80 | Senvion | MM92 | 2014/2015 | 48.0008 | -71.1573 | 75 turbines commissioned in 2014, 100 turbines commissioned in 2015 - 152 x MM92 and 23 x MM82
Quebec | Rivière-du-Moulin | 350 | RDM161 | 161 | 175 | 2000 | 92 | 80 | Senvion | MM92 | 2014/2015 | 48.0026 | -71.1538 | 75 turbines commissioned in 2014, 100 turbines commissioned in 2015 - 152 x MM92 and 23 x MM82
Quebec | Rivière-du-Moulin | 350 | RDM162 | 162 | 175 | 2000 | 82 | 80 | Senvion | MM82 | 2014/2015 | 48.0049 | -71.1505 | 75 turbines commissioned in 2014, 100 turbines commissioned in 2015 - 152 x MM92 and 23 x MM82
Quebec | Rivière-du-Moulin | 350 | RDM163 | 163 | 175 | 2000 | 82 | 80 | Senvion | MM82 | 2014/2015 | 48.0079 | -71.1502 | 75 turbines commissioned in 2014, 100 turbines commissioned in 2015 - 152 x MM92 and 23 x MM82
Quebec | Rivière-du-Moulin | 350 | RDM164 | 164 | 175 | 2000 | 82 | 80 | Senvion | MM82 | 2014/2015 | 48.0089 | -71.1541 | 75 turbines commissioned in 2014, 100 turbines commissioned in 2015 - 152 x MM92 and 23 x MM82
Quebec | Rivière-du-Moulin | 350 | RDM165 | 165 | 175 | 2000 | 92 | 80 | Senvion | MM92 | 2014/2015 | 48.0398 | -71.1155 | 75 turbines commissioned in 2014, 100 turbines commissioned in 2015 - 152 x MM92 and 23 x MM82
Quebec | Rivière-du-Moulin | 350 | RDM166 | 166 | 175 | 2000 | 92 | 80 | Senvion | MM92 | 2014/2015 | 48.0361 | -71.1155 | 75 turbines commissioned in 2014, 100 turbines commissioned in 2015 - 152 x MM92 and 23 x MM82
Quebec | Rivière-du-Moulin | 350 | RDM167 | 167 | 175 | 2000 | 92 | 80 | Senvion | MM92 | 2014/2015 | 48.0336 | -71.1141 | 75 turbines commissioned in 2014, 100 turbines commissioned in 2015 - 152 x MM92 and 23 x MM82
Quebec | Rivière-du-Moulin | 350 | RDM168 | 168 | 175 | 2000 | 92 | 80 | Senvion | MM92 | 2014/2015 | 48.0321 | -71.1102 | 75 turbines commissioned in 2014, 100 turbines commissioned in 2015 - 152 x MM92 and 23 x MM82
Quebec | Rivière-du-Moulin | 350 | RDM169 | 169 | 175 | 2000 | 92 | 80 | Senvion | MM92 | 2014/2015 | 48.0295 | -71.1089 | 75 turbines commissioned in 2014, 100 turbines commissioned in 2015 - 152 x MM92 and 23 x MM82
Quebec | Rivière-du-Moulin | 350 | RDM170 | 170 | 175 | 2000 | 92 | 80 | Senvion | MM92 | 2014/2015 | 48.033 | -71.0963 | 75 turbines commissioned in 2014, 100 turbines commissioned in 2015 - 152 x MM92 and 23 x MM82
Quebec | Rivière-du-Moulin | 350 | RDM171 | 171 | 175 | 2000 | 92 | 80 | Senvion | MM92 | 2014/2015 | 48.0349 | -71.0823 | 75 turbines commissioned in 2014, 100 turbines commissioned in 2015 - 152 x MM92 and 23 x MM82
Quebec | Rivière-du-Moulin | 350 | RDM172 | 172 | 175 | 2000 | 92 | 80 | Senvion | MM92 | 2014/2015 | 48.0379 | -71.0859 | 75 turbines commissioned in 2014, 100 turbines commissioned in 2015 - 152 x MM92 and 23 x MM82
Quebec | Rivière-du-Moulin | 350 | RDM173 | 173 | 175 | 2000 | 92 | 80 | Senvion | MM92 | 2014/2015 | 48.0416 | -71.089 | 75 turbines commissioned in 2014, 100 turbines commissioned in 2015 - 152 x MM92 and 23 x MM82
Quebec | Rivière-du-Moulin | 350 | RDM174 | 174 | 175 | 2000 | 92 | 80 | Senvion | MM92 | 2014/2015 | 48.0422 | -71.0803 | 75 turbines commissioned in 2014, 100 turbines commissioned in 2015 - 152 x MM92 and 23 x MM82
Quebec | Rivière-du-Moulin | 350 | RDM175 | 175 | 175 | 2000 | 82 | 80 | Senvion | MM82 | 2014/2015 | 48.0401 | -71.0775 | 75 turbines commissioned in 2014, 100 turbines commissioned in 2015 - 152 x MM92 and 23 x MM82
Quebec | Roncevaux | 74.8 | RON1 | 1 | 34 | 2200 | 107 | 80 | General Electric | GE 2.2-107 | 2016 | 48.1098 | -67.4402
Quebec | Roncevaux | 74.8 | RON2 | 2 | 34 | 2200 | 107 | 80 | General Electric | GE 2.2-107 | 2016 | 48.1123 | -67.4374
Quebec | Roncevaux | 74.8 | RON3 | 3 | 34 | 2200 | 107 | 80 | General Electric | GE 2.2-107 | 2016 | 48.1169 | -67.4407
Quebec | Roncevaux | 74.8 | RON4 | 4 | 34 | 2200 | 107 | 80 | General Electric | GE 2.2-107 | 2016 | 48.1191 | -67.4373
Quebec | Roncevaux | 74.8 | RON5 | 5 | 34 | 2200 | 107 | 80 | General Electric | GE 2.2-107 | 2016 | 48.1209 | -67.4327
Quebec | Roncevaux | 74.8 | RON6 | 6 | 34 | 2200 | 107 | 80 | General Electric | GE 2.2-107 | 2016 | 48.1251 | -67.4455
Quebec | Roncevaux | 74.8 | RON7 | 7 | 34 | 2200 | 107 | 80 | General Electric | GE 2.2-107 | 2016 | 48.1303 | -67.4535
Quebec | Roncevaux | 74.8 | RON8 | 8 | 34 | 2200 | 107 | 80 | General Electric | GE 2.2-107 | 2016 | 48.1347 | -67.4559
Quebec | Roncevaux | 74.8 | RON9 | 9 | 34 | 2200 | 107 | 80 | General Electric | GE 2.2-107 | 2016 | 48.1047 | -67.4649
Quebec | Roncevaux | 74.8 | RON10 | 10 | 34 | 2200 | 107 | 80 | General Electric | GE 2.2-107 | 2016 | 48.1097 | -67.4656
Quebec | Roncevaux | 74.8 | RON11 | 11 | 34 | 2200 | 107 | 80 | General Electric | GE 2.2-107 | 2016 | 48.1139 | -67.3586
Quebec | Roncevaux | 74.8 | RON12 | 12 | 34 | 2200 | 107 | 80 | General Electric | GE 2.2-107 | 2016 | 48.1167 | -67.3718
Quebec | Roncevaux | 74.8 | RON13 | 13 | 34 | 2200 | 107 | 80 | General Electric | GE 2.2-107 | 2016 | 48.1206 | -67.3716
Quebec | Roncevaux | 74.8 | RON14 | 14 | 34 | 2200 | 107 | 80 | General Electric | GE 2.2-107 | 2016 | 48.1215 | -67.3656
Quebec | Roncevaux | 74.8 | RON15 | 15 | 34 | 2200 | 107 | 80 | General Electric | GE 2.2-107 | 2016 | 48.1224 | -67.3921
Quebec | Roncevaux | 74.8 | RON16 | 16 | 34 | 2200 | 107 | 80 | General Electric | GE 2.2-107 | 2016 | 48.1282 | -67.394
Quebec | Roncevaux | 74.8 | RON17 | 17 | 34 | 2200 | 107 | 80 | General Electric | GE 2.2-107 | 2016 | 48.1292 | -67.3867
Quebec | Roncevaux | 74.8 | RON18 | 18 | 34 | 2200 | 107 | 80 | General Electric | GE 2.2-107 | 2016 | 48.1331 | -67.408
Quebec | Roncevaux | 74.8 | RON19 | 19 | 34 | 2200 | 107 | 80 | General Electric | GE 2.2-107 | 2016 | 48.138 | -67.413
Quebec | Roncevaux | 74.8 | RON20 | 20 | 34 | 2200 | 107 | 80 | General Electric | GE 2.2-107 | 2016 | 48.1413 | -67.4125
Quebec | Roncevaux | 74.8 | RON21 | 21 | 34 | 2200 | 107 | 80 | General Electric | GE 2.2-107 | 2016 | 48.1429 | -67.4084
Quebec | Roncevaux | 74.8 | RON22 | 22 | 34 | 2200 | 107 | 80 | General Electric | GE 2.2-107 | 2016 | 48.1467 | -67.4094
Quebec | Roncevaux | 74.8 | RON23 | 23 | 34 | 2200 | 107 | 80 | General Electric | GE 2.2-107 | 2016 | 48.1492 | -67.4076
Quebec | Roncevaux | 74.8 | RON24 | 24 | 34 | 2200 | 107 | 80 | General Electric | GE 2.2-107 | 2016 | 48.1522 | -67.4069
Quebec | Roncevaux | 74.8 | RON25 | 25 | 34 | 2200 | 107 | 80 | General Electric | GE 2.2-107 | 2016 | 48.1539 | -67.4006
Quebec | Roncevaux | 74.8 | RON26 | 26 | 34 | 2200 | 107 | 80 | General Electric | GE 2.2-107 | 2016 | 48.1374 | -67.3885
Quebec | Roncevaux | 74.8 | RON27 | 27 | 34 | 2200 | 107 | 80 | General Electric | GE 2.2-107 | 2016 | 48.1425 | -67.3705
Quebec | Roncevaux | 74.8 | RON28 | 28 | 34 | 2200 | 107 | 80 | General Electric | GE 2.2-107 | 2016 | 48.1364 | -67.3567
Quebec | Roncevaux | 74.8 | RON29 | 29 | 34 | 2200 | 107 | 80 | General Electric | GE 2.2-107 | 2016 | 48.1307 | -67.3514
Quebec | Roncevaux | 74.8 | RON30 | 30 | 34 | 2200 | 107 | 80 | General Electric | GE 2.2-107 | 2016 | 48.1325 | -67.3439
Quebec | Roncevaux | 74.8 | RON31 | 31 | 34 | 2200 | 107 | 80 | General Electric | GE 2.2-107 | 2016 | 48.1373 | -67.3428
Quebec | Roncevaux | 74.8 | RON32 | 32 | 34 | 2200 | 107 | 80 | General Electric | GE 2.2-107 | 2016 | 48.1105 | -67.4756
Quebec | Roncevaux | 74.8 | RON33 | 33 | 34 | 2200 | 107 | 80 | General Electric | GE 2.2-107 | 2016 | 48.1153 | -67.4749
Quebec | Roncevaux | 74.8 | RON34 | 34 | 34 | 2200 | 107 | 80 | General Electric | GE 2.2-107 | 2016 | 48.1462 | -67.4795
Quebec | Saint-Damase | 23.5 | SAD1 | 1 | 10 | 2350 | 92 | 98 | Enercon | E92-2.35 | 2014 | 48.6547 | -67.8639
Quebec | Saint-Damase | 23.5 | SAD2 | 2 | 10 | 2350 | 92 | 98 | Enercon | E92-2.35 | 2014 | 48.6402 | -67.8645
Quebec | Saint-Damase | 23.5 | SAD3 | 3 | 10 | 2350 | 92 | 98 | Enercon | E92-2.35 | 2014 | 48.6298 | -67.8837
Quebec | Saint-Damase | 23.5 | SAD4 | 4 | 10 | 2350 | 92 | 98 | Enercon | E92-2.35 | 2014 | 48.6329 | -67.8402
Quebec | Saint-Damase | 23.5 | SAD5 | 5 | 10 | 2350 | 92 | 98 | Enercon | E92-2.35 | 2014 | 48.6267 | -67.8639
Quebec | Saint-Damase | 23.5 | SAD6 | 6 | 10 | 2350 | 92 | 98 | Enercon | E92-2.35 | 2014 | 48.6108 | -67.8728
Quebec | Saint-Damase | 23.5 | SAD7 | 7 | 10 | 2350 | 92 | 98 | Enercon | E92-2.35 | 2014 | 48.6158 | -67.8521
Quebec | Saint-Damase | 23.5 | SAD8 | 8 | 10 | 2350 | 92 | 98 | Enercon | E92-2.35 | 2014 | 48.6186 | -67.8321
Quebec | Saint-Damase | 23.5 | SAD9 | 9 | 10 | 2350 | 92 | 98 | Enercon | E92-2.35 | 2014 | 48.6455 | -67.8841
Quebec | Saint-Damase | 23.5 | SAD10 | 10 | 10 | 2350 | 92 | 98 | Enercon | E92-2.35 | 2014 | 48.6256 | -67.9031
Quebec | Saint-Philémon | 24 | SPH1 | 1 | 8 | 3000 | 82 | 85 | Enercon | E82-3.0 | 2015 | 46.6764 | -70.3643
Quebec | Saint-Philémon | 24 | SPH2 | 2 | 8 | 3000 | 82 | 85 | Enercon | E82-3.0 | 2015 | 46.6741 | -70.3683
Quebec | Saint-Philémon | 24 | SPH3 | 3 | 8 | 3000 | 82 | 85 | Enercon | E82-3.0 | 2015 | 46.6736 | -70.3628
Quebec | Saint-Philémon | 24 | SPH4 | 4 | 8 | 3000 | 82 | 85 | Enercon | E82-3.0 | 2015 | 46.6727 | -70.3732
Quebec | Saint-Philémon | 24 | SPH5 | 5 | 8 | 3000 | 82 | 85 | Enercon | E82-3.0 | 2015 | 46.6609 | -70.3531
Quebec | Saint-Philémon | 24 | SPH6 | 6 | 8 | 3000 | 82 | 85 | Enercon | E82-3.0 | 2015 | 46.6573 | -70.3594
Quebec | Saint-Philémon | 24 | SPH7 | 7 | 8 | 3000 | 82 | 85 | Enercon | E82-3.0 | 2015 | 46.6565 | -70.3719
Quebec | Saint-Philémon | 24 | SPH8 | 8 | 8 | 3000 | 82 | 85 | Enercon | E82-3.0 | 2015 | 46.6544 | -70.3754
Quebec | Saint-Robert-Bellarmin | 80 | SRB1 | 1 | 40 | 2000 | 92 | 80 | Senvion | MM92 | 2012 | 45.693 | -70.5636
Quebec | Saint-Robert-Bellarmin | 80 | SRB2 | 2 | 40 | 2000 | 92 | 80 | Senvion | MM92 | 2012 | 45.6909 | -70.5612
Quebec | Saint-Robert-Bellarmin | 80 | SRB3 | 3 | 40 | 2000 | 92 | 80 | Senvion | MM92 | 2012 | 45.6882 | -70.5604
Quebec | Saint-Robert-Bellarmin | 80 | SRB4 | 4 | 40 | 2000 | 92 | 80 | Senvion | MM92 | 2012 | 45.6854 | -70.5657
Quebec | Saint-Robert-Bellarmin | 80 | SRB5 | 5 | 40 | 2000 | 92 | 80 | Senvion | MM92 | 2012 | 45.6805 | -70.5662
Quebec | Saint-Robert-Bellarmin | 80 | SRB6 | 6 | 40 | 2000 | 92 | 80 | Senvion | MM92 | 2012 | 45.6848 | -70.5604
Quebec | Saint-Robert-Bellarmin | 80 | SRB7 | 7 | 40 | 2000 | 92 | 80 | Senvion | MM92 | 2012 | 45.682 | -70.5584
Quebec | Saint-Robert-Bellarmin | 80 | SRB8 | 8 | 40 | 2000 | 92 | 80 | Senvion | MM92 | 2012 | 45.6771 | -70.5613
Quebec | Saint-Robert-Bellarmin | 80 | SRB9 | 9 | 40 | 2000 | 92 | 80 | Senvion | MM92 | 2012 | 45.6718 | -70.5712
Quebec | Saint-Robert-Bellarmin | 80 | SRB10 | 10 | 40 | 2000 | 92 | 80 | Senvion | MM92 | 2012 | 45.6746 | -70.5753
Quebec | Saint-Robert-Bellarmin | 80 | SRB11 | 11 | 40 | 2000 | 92 | 80 | Senvion | MM92 | 2012 | 45.6729 | -70.5871
Quebec | Saint-Robert-Bellarmin | 80 | SRB12 | 12 | 40 | 2000 | 92 | 80 | Senvion | MM92 | 2012 | 45.6748 | -70.5908
Quebec | Saint-Robert-Bellarmin | 80 | SRB13 | 13 | 40 | 2000 | 92 | 80 | Senvion | MM92 | 2012 | 45.6771 | -70.5928
Quebec | Saint-Robert-Bellarmin | 80 | SRB14 | 14 | 40 | 2000 | 92 | 80 | Senvion | MM92 | 2012 | 45.6744 | -70.5587
Quebec | Saint-Robert-Bellarmin | 80 | SRB15 | 15 | 40 | 2000 | 92 | 80 | Senvion | MM92 | 2012 | 45.6708 | -70.5583
Quebec | Saint-Robert-Bellarmin | 80 | SRB16 | 16 | 40 | 2000 | 92 | 80 | Senvion | MM92 | 2012 | 45.6684 | -70.5637
Quebec | Saint-Robert-Bellarmin | 80 | SRB17 | 17 | 40 | 2000 | 92 | 80 | Senvion | MM92 | 2012 | 45.6676 | -70.5571
Quebec | Saint-Robert-Bellarmin | 80 | SRB18 | 18 | 40 | 2000 | 92 | 80 | Senvion | MM92 | 2012 | 45.6697 | -70.5683
Quebec | Saint-Robert-Bellarmin | 80 | SRB19 | 19 | 40 | 2000 | 92 | 80 | Senvion | MM92 | 2012 | 45.6637 | -70.5803
Quebec | Saint-Robert-Bellarmin | 80 | SRB20 | 20 | 40 | 2000 | 92 | 80 | Senvion | MM92 | 2012 | 45.6604 | -70.5791
Quebec | Saint-Robert-Bellarmin | 80 | SRB21 | 21 | 40 | 2000 | 92 | 80 | Senvion | MM92 | 2012 | 45.6623 | -70.575
Quebec | Saint-Robert-Bellarmin | 80 | SRB22 | 22 | 40 | 2000 | 92 | 80 | Senvion | MM92 | 2012 | 45.6637 | -70.5719
Quebec | Saint-Robert-Bellarmin | 80 | SRB23 | 23 | 40 | 2000 | 92 | 80 | Senvion | MM92 | 2012 | 45.7143 | -70.516
Quebec | Saint-Robert-Bellarmin | 80 | SRB24 | 24 | 40 | 2000 | 92 | 80 | Senvion | MM92 | 2012 | 45.711 | -70.512
Quebec | Saint-Robert-Bellarmin | 80 | SRB25 | 25 | 40 | 2000 | 92 | 80 | Senvion | MM92 | 2012 | 45.7083 | -70.5112
Quebec | Saint-Robert-Bellarmin | 80 | SRB26 | 26 | 40 | 2000 | 92 | 80 | Senvion | MM92 | 2012 | 45.7063 | -70.5174
Quebec | Saint-Robert-Bellarmin | 80 | SRB27 | 27 | 40 | 2000 | 92 | 80 | Senvion | MM92 | 2012 | 45.7043 | -70.5112
Quebec | Saint-Robert-Bellarmin | 80 | SRB28 | 28 | 40 | 2000 | 92 | 80 | Senvion | MM92 | 2012 | 45.6993 | -70.5058
Quebec | Saint-Robert-Bellarmin | 80 | SRB29 | 29 | 40 | 2000 | 92 | 80 | Senvion | MM92 | 2012 | 45.698 | -70.4995
Quebec | Saint-Robert-Bellarmin | 80 | SRB30 | 30 | 40 | 2000 | 92 | 80 | Senvion | MM92 | 2012 | 45.7003 | -70.4977
Quebec | Saint-Robert-Bellarmin | 80 | SRB31 | 31 | 40 | 2000 | 92 | 80 | Senvion | MM92 | 2012 | 45.7032 | -70.4963
Quebec | Saint-Robert-Bellarmin | 80 | SRB32 | 32 | 40 | 2000 | 92 | 80 | Senvion | MM92 | 2012 | 45.7057 | -70.4951
Quebec | Saint-Robert-Bellarmin | 80 | SRB33 | 33 | 40 | 2000 | 92 | 80 | Senvion | MM92 | 2012 | 45.693 | -70.4961
Quebec | Saint-Robert-Bellarmin | 80 | SRB34 | 34 | 40 | 2000 | 92 | 80 | Senvion | MM92 | 2012 | 45.691 | -70.4999
Quebec | Saint-Robert-Bellarmin | 80 | SRB35 | 35 | 40 | 2000 | 92 | 80 | Senvion | MM92 | 2012 | 45.6859 | -70.4987
Quebec | Saint-Robert-Bellarmin | 80 | SRB36 | 36 | 40 | 2000 | 92 | 80 | Senvion | MM92 | 2012 | 45.6837 | -70.5034
Quebec | Saint-Robert-Bellarmin | 80 | SRB37 | 37 | 40 | 2000 | 92 | 80 | Senvion | MM92 | 2012 | 45.6822 | -70.509
Quebec | Saint-Robert-Bellarmin | 80 | SRB38 | 38 | 40 | 2000 | 92 | 80 | Senvion | MM92 | 2012 | 45.6797 | -70.5111
Quebec | Saint-Robert-Bellarmin | 80 | SRB39 | 39 | 40 | 2000 | 92 | 80 | Senvion | MM92 | 2012 | 45.6774 | -70.5135
Quebec | Saint-Robert-Bellarmin | 80 | SRB40 | 40 | 40 | 2000 | 92 | 80 | Senvion | MM92 | 2012 | 45.6753 | -70.5163
Quebec | Seigneurie de Beaupré | 340 | SDB1 | 1 | 154 | 2300 | 70 | 85 | Enercon | E70-2.3 | 2013/2014 | 47.3325 | -70.8281 | 10 E70-2.3 with 64 m hub height, 56 E70-2.3 with 85 m hub height, 43 E82-2.0 with 85 m hub height, 17 E82-2.0 with 98 m hub height between phase 2 and 3
Quebec | Seigneurie de Beaupré | 340 | SDB2 | 2 | 154 | 2300 | 70 | 85 | Enercon | E70-2.3 | 2013/2014 | 47.3306 | -70.8287 | 10 E70-2.3 with 64 m hub height, 56 E70-2.3 with 85 m hub height, 43 E82-2.0 with 85 m hub height, 17 E82-2.0 with 98 m hub height between phase 2 and 3
Quebec | Seigneurie de Beaupré | 340 | SDB3 | 3 | 154 | 2000 | 82 | 85 | Enercon | E82-2.0 | 2013/2014 | 47.3434 | -70.8684 | 10 E70-2.3 with 64 m hub height, 56 E70-2.3 with 85 m hub height, 43 E82-2.0 with 85 m hub height, 17 E82-2.0 with 98 m hub height between phase 2 and 3
Quebec | Seigneurie de Beaupré | 340 | SDB4 | 4 | 154 | 2300 | 70 | 85 | Enercon | E70-2.3 | 2013/2014 | 47.339 | -70.8517 | 10 E70-2.3 with 64 m hub height, 56 E70-2.3 with 85 m hub height, 43 E82-2.0 with 85 m hub height, 17 E82-2.0 with 98 m hub height between phase 2 and 3
Quebec | Seigneurie de Beaupré | 340 | SDB5 | 5 | 154 | 2000 | 82 | 85 | Enercon | E82-2.0 | 2013/2014 | 47.3482 | -70.8726 | 10 E70-2.3 with 64 m hub height, 56 E70-2.3 with 85 m hub height, 43 E82-2.0 with 85 m hub height, 17 E82-2.0 with 98 m hub height between phase 2 and 3
Quebec | Seigneurie de Beaupré | 340 | SDB6 | 6 | 154 | 2300 | 70 | 85 | Enercon | E70-2.3 | 2013/2014 | 47.3458 | -70.8707 | 10 E70-2.3 with 64 m hub height, 56 E70-2.3 with 85 m hub height, 43 E82-2.0 with 85 m hub height, 17 E82-2.0 with 98 m hub height between phase 2 and 3
Quebec | Seigneurie de Beaupré | 340 | SDB7 | 7 | 154 | 2000 | 82 | 98 | Enercon | E82-2.0 | 2013/2014 | 47.3645 | -70.8716 | 10 E70-2.3 with 64 m hub height, 56 E70-2.3 with 85 m hub height, 43 E82-2.0 with 85 m hub height, 17 E82-2.0 with 98 m hub height between phase 2 and 3
Quebec | Seigneurie de Beaupré | 340 | SDB8 | 8 | 154 | 2000 | 82 | 85 | Enercon | E82-2.0 | 2013/2014 | 47.3033 | -70.9254 | 10 E70-2.3 with 64 m hub height, 56 E70-2.3 with 85 m hub height, 43 E82-2.0 with 85 m hub height, 17 E82-2.0 with 98 m hub height between phase 2 and 3
Quebec | Seigneurie de Beaupré | 340 | SDB9 | 9 | 154 | 2000 | 82 | 85 | Enercon | E82-2.0 | 2013/2014 | 47.3058 | -70.923 | 10 E70-2.3 with 64 m hub height, 56 E70-2.3 with 85 m hub height, 43 E82-2.0 with 85 m hub height, 17 E82-2.0 with 98 m hub height between phase 2 and 3
Quebec | Seigneurie de Beaupré | 340 | SDB10 | 10 | 154 | 2000 | 82 | 85 | Enercon | E82-2.0 | 2013/2014 | 47.3033 | -70.9319 | 10 E70-2.3 with 64 m hub height, 56 E70-2.3 with 85 m hub height, 43 E82-2.0 with 85 m hub height, 17 E82-2.0 with 98 m hub height between phase 2 and 3
Quebec | Seigneurie de Beaupré | 340 | SDB11 | 11 | 154 | 2000 | 82 | 85 | Enercon | E82-2.0 | 2013/2014 | 47.3031 | -70.9391 | 10 E70-2.3 with 64 m hub height, 56 E70-2.3 with 85 m hub height, 43 E82-2.0 with 85 m hub height, 17 E82-2.0 with 98 m hub height between phase 2 and 3
Quebec | Seigneurie de Beaupré | 340 | SDB12 | 12 | 154 | 2000 | 82 | 85 | Enercon | E82-2.0 | 2013/2014 | 47.3063 | -70.943 | 10 E70-2.3 with 64 m hub height, 56 E70-2.3 with 85 m hub height, 43 E82-2.0 with 85 m hub height, 17 E82-2.0 with 98 m hub height between phase 2 and 3
Quebec | Seigneurie de Beaupré | 340 | SDB13 | 13 | 154 | 2000 | 82 | 85 | Enercon | E82-2.0 | 2013/2014 | 47.307 | -70.9498 | 10 E70-2.3 with 64 m hub height, 56 E70-2.3 with 85 m hub height, 43 E82-2.0 with 85 m hub height, 17 E82-2.0 with 98 m hub height between phase 2 and 3
Quebec | Seigneurie de Beaupré | 340 | SDB14 | 14 | 154 | 2300 | 70 | 85 | Enercon | E70-2.3 | 2013/2014 | 47.3171 | -70.948 | 10 E70-2.3 with 64 m hub height, 56 E70-2.3 with 85 m hub height, 43 E82-2.0 with 85 m hub height, 17 E82-2.0 with 98 m hub height between phase 2 and 3
Quebec | Seigneurie de Beaupré | 340 | SDB15 | 15 | 154 | 2300 | 70 | 85 | Enercon | E70-2.3 | 2013/2014 | 47.3189 | -70.9414 | 10 E70-2.3 with 64 m hub height, 56 E70-2.3 with 85 m hub height, 43 E82-2.0 with 85 m hub height, 17 E82-2.0 with 98 m hub height between phase 2 and 3
Quebec | Seigneurie de Beaupré | 340 | SDB16 | 16 | 154 | 2300 | 70 | 85 | Enercon | E70-2.3 | 2013/2014 | 47.3223 | -70.9402 | 10 E70-2.3 with 64 m hub height, 56 E70-2.3 with 85 m hub height, 43 E82-2.0 with 85 m hub height, 17 E82-2.0 with 98 m hub height between phase 2 and 3
Quebec | Seigneurie de Beaupré | 340 | SDB17 | 17 | 154 | 2300 | 70 | 85 | Enercon | E70-2.3 | 2013/2014 | 47.3158 | -70.9396 | 10 E70-2.3 with 64 m hub height, 56 E70-2.3 with 85 m hub height, 43 E82-2.0 with 85 m hub height, 17 E82-2.0 with 98 m hub height between phase 2 and 3
Quebec | Seigneurie de Beaupré | 340 | SDB18 | 18 | 154 | 2300 | 70 | 98 | Enercon | E70-2.3 | 2013/2014 | 47.3233 | -70.9126 | 10 E70-2.3 with 64 m hub height, 56 E70-2.3 with 85 m hub height, 43 E82-2.0 with 85 m hub height, 17 E82-2.0 with 98 m hub height between phase 2 and 3
Quebec | Seigneurie de Beaupré | 340 | SDB19 | 19 | 154 | 2300 | 70 | 85 | Enercon | E70-2.3 | 2013/2014 | 47.3259 | -70.9154 | 10 E70-2.3 with 64 m hub height, 56 E70-2.3 with 85 m hub height, 43 E82-2.0 with 85 m hub height, 17 E82-2.0 with 98 m hub height between phase 2 and 3
Quebec | Seigneurie de Beaupré | 340 | SDB20 | 20 | 154 | 2000 | 82 | 85 | Enercon | E82-2.0 | 2013/2014 | 47.3284 | -70.9182 | 10 E70-2.3 with 64 m hub height, 56 E70-2.3 with 85 m hub height, 43 E82-2.0 with 85 m hub height, 17 E82-2.0 with 98 m hub height between phase 2 and 3
Quebec | Seigneurie de Beaupré | 340 | SDB21 | 21 | 154 | 2300 | 70 | 85 | Enercon | E70-2.3 | 2013/2014 | 47.3234 | -70.9596 | 10 E70-2.3 with 64 m hub height, 56 E70-2.3 with 85 m hub height, 43 E82-2.0 with 85 m hub height, 17 E82-2.0 with 98 m hub height between phase 2 and 3
Quebec | Seigneurie de Beaupré | 340 | SDB22 | 22 | 154 | 2300 | 70 | 85 | Enercon | E70-2.3 | 2013/2014 | 47.3266 | -70.9598 | 10 E70-2.3 with 64 m hub height, 56 E70-2.3 with 85 m hub height, 43 E82-2.0 with 85 m hub height, 17 E82-2.0 with 98 m hub height between phase 2 and 3
Quebec | Seigneurie de Beaupré | 340 | SDB23 | 23 | 154 | 2300 | 70 | 85 | Enercon | E70-2.3 | 2013/2014 | 47.3291 | -70.9545 | 10 E70-2.3 with 64 m hub height, 56 E70-2.3 with 85 m hub height, 43 E82-2.0 with 85 m hub height, 17 E82-2.0 with 98 m hub height between phase 2 and 3
Quebec | Seigneurie de Beaupré | 340 | SDB24 | 24 | 154 | 2000 | 82 | 85 | Enercon | E82-2.0 | 2013/2014 | 47.3321 | -70.954 | 10 E70-2.3 with 64 m hub height, 56 E70-2.3 with 85 m hub height, 43 E82-2.0 with 85 m hub height, 17 E82-2.0 with 98 m hub height between phase 2 and 3
Quebec | Seigneurie de Beaupré | 340 | SDB25 | 25 | 154 | 2300 | 70 | 85 | Enercon | E70-2.3 | 2013/2014 | 47.3352 | -70.9531 | 10 E70-2.3 with 64 m hub height, 56 E70-2.3 with 85 m hub height, 43 E82-2.0 with 85 m hub height, 17 E82-2.0 with 98 m hub height between phase 2 and 3
Quebec | Seigneurie de Beaupré | 340 | SDB26 | 26 | 154 | 2300 | 82 | 85 | Enercon | E82-2.3 | 2013/2014 | 47.2728 | -70.9956
Quebec | Seigneurie de Beaupré | 340 | SDB27 | 27 | 154 | 2300 | 82 | 85 | Enercon | E82-2.3 | 2013/2014 | 47.2706 | -70.9959
Quebec | Seigneurie de Beaupré | 340 | SDB28 | 28 | 154 | 2300 | 82 | 85 | Enercon | E82-2.3 | 2013/2014 | 47.268 | -70.9934
Quebec | Seigneurie de Beaupré | 340 | SDB29 | 29 | 154 | 2300 | 82 | 85 | Enercon | E82-2.3 | 2013/2014 | 47.2646 | -70.9919
Quebec | Seigneurie de Beaupré | 340 | SDB30 | 30 | 154 | 2300 | 82 | 85 | Enercon | E82-2.3 | 2013/2014 | 47.2625 | -70.99
Quebec | Seigneurie de Beaupré | 340 | SDB31 | 31 | 154 | 2300 | 82 | 85 | Enercon | E82-2.3 | 2013/2014 | 47.255 | -70.991
Quebec | Seigneurie de Beaupré | 340 | SDB32 | 32 | 154 | 2300 | 82 | 85 | Enercon | E82-2.3 | 2013/2014 | 47.2581 | -70.9884
Quebec | Seigneurie de Beaupré | 340 | SDB33 | 33 | 154 | 2300 | 82 | 85 | Enercon | E82-2.3 | 2013/2014 | 47.2604 | -70.9893
Quebec | Seigneurie de Beaupré | 340 | SDB34 | 34 | 154 | 2300 | 82 | 85 | Enercon | E82-2.3 | 2013/2014 | 47.2556 | -70.9747
Quebec | Seigneurie de Beaupré | 340 | SDB35 | 35 | 154 | 2300 | 82 | 85 | Enercon | E82-2.3 | 2013/2014 | 47.2531 | -70.9755
Quebec | Seigneurie de Beaupré | 340 | SDB36 | 36 | 154 | 2300 | 82 | 85 | Enercon | E82-2.3 | 2013/2014 | 47.2608 | -70.9667
Quebec | Seigneurie de Beaupré | 340 | SDB37 | 37 | 154 | 2300 | 82 | 85 | Enercon | E82-2.3 | 2013/2014 | 47.2637 | -70.9659
Quebec | Seigneurie de Beaupré | 340 | SDB38 | 38 | 154 | 2300 | 82 | 85 | Enercon | E82-2.3 | 2013/2014 | 47.2683 | -70.9661
Quebec | Seigneurie de Beaupré | 340 | SDB39 | 39 | 154 | 2300 | 82 | 85 | Enercon | E82-2.3 | 2013/2014 | 47.2699 | -70.9627
Quebec | Seigneurie de Beaupré | 340 | SDB40 | 40 | 154 | 3000 | 82 | 85 | Enercon | E82-3.0 | 2013/2014 | 47.2723 | -70.9454
Quebec | Seigneurie de Beaupré | 340 | SDB41 | 41 | 154 | 3000 | 82 | 85 | Enercon | E82-3.0 | 2013/2014 | 47.2702 | -70.9444
Quebec | Seigneurie de Beaupré | 340 | SDB42 | 42 | 154 | 2300 | 82 | 85 | Enercon | E82-2.3 | 2013/2014 | 47.2677 | -70.9399
Quebec | Seigneurie de Beaupré | 340 | SDB43 | 43 | 154 | 2300 | 82 | 85 | Enercon | E82-2.3 | 2013/2014 | 47.2649 | -70.9363
Quebec | Seigneurie de Beaupré | 340 | SDB44 | 44 | 154 | 2300 | 82 | 85 | Enercon | E82-2.3 | 2013/2014 | 47.2495 | -70.9294
Quebec | Seigneurie de Beaupré | 340 | SDB45 | 45 | 154 | 2300 | 82 | 85 | Enercon | E82-2.3 | 2013/2014 | 47.2489 | -70.9229
Quebec | Seigneurie de Beaupré | 340 | SDB46 | 46 | 154 | 2300 | 82 | 85 | Enercon | E82-2.3 | 2013/2014 | 47.2494 | -70.9136
Quebec | Seigneurie de Beaupré | 340 | SDB47 | 47 | 154 | 2300 | 82 | 85 | Enercon | E82-2.3 | 2013/2014 | 47.2484 | -70.9082
Quebec | Seigneurie de Beaupré | 340 | SDB48 | 48 | 154 | 3000 | 82 | 85 | Enercon | E82-3.0 | 2013/2014 | 47.2627 | -70.9165
Quebec | Seigneurie de Beaupré | 340 | SDB49 | 49 | 154 | 3000 | 82 | 85 | Enercon | E82-3.0 | 2013/2014 | 47.2647 | -70.9192
Quebec | Seigneurie de Beaupré | 340 | SDB50 | 50 | 154 | 3000 | 82 | 85 | Enercon | E82-3.0 | 2013/2014 | 47.2675 | -70.9219
Quebec | Seigneurie de Beaupré | 340 | SDB51 | 51 | 154 | 2300 | 82 | 85 | Enercon | E82-2.3 | 2013/2014 | 47.2698 | -70.9272
Quebec | Seigneurie de Beaupré | 340 | SDB52 | 52 | 154 | 2300 | 82 | 85 | Enercon | E82-2.3 | 2013/2014 | 47.276 | -70.9327
Quebec | Seigneurie de Beaupré | 340 | SDB53 | 53 | 154 | 2300 | 82 | 85 | Enercon | E82-2.3 | 2013/2014 | 47.2784 | -70.9335
Quebec | Seigneurie de Beaupré | 340 | SDB54 | 54 | 154 | 2300 | 70 | 85 | Enercon | E70-2.3 | 2013/2014 | 47.2947 | -70.927 | 10 E70-2.3 with 64 m hub height, 56 E70-2.3 with 85 m hub height, 43 E82-2.0 with 85 m hub height, 17 E82-2.0 with 98 m hub height between phase 2 and 3
Quebec | Seigneurie de Beaupré | 340 | SDB55 | 55 | 154 | 2300 | 70 | 85 | Enercon | E70-2.3 | 2013/2014 | 47.2926 | -70.9223 | 10 E70-2.3 with 64 m hub height, 56 E70-2.3 with 85 m hub height, 43 E82-2.0 with 85 m hub height, 17 E82-2.0 with 98 m hub height between phase 2 and 3
Quebec | Seigneurie de Beaupré | 340 | SDB56 | 56 | 154 | 2300 | 70 | 85 | Enercon | E70-2.3 | 2013/2014 | 47.2905 | -70.9165 | 10 E70-2.3 with 64 m hub height, 56 E70-2.3 with 85 m hub height, 43 E82-2.0 with 85 m hub height, 17 E82-2.0 with 98 m hub height between phase 2 and 3
Quebec | Seigneurie de Beaupré | 340 | SDB57 | 57 | 154 | 2300 | 70 | 85 | Enercon | E70-2.3 | 2013/2014 | 47.2879 | -70.9165 | 10 E70-2.3 with 64 m hub height, 56 E70-2.3 with 85 m hub height, 43 E82-2.0 with 85 m hub height, 17 E82-2.0 with 98 m hub height between phase 2 and 3
Quebec | Seigneurie de Beaupré | 340 | SDB58 | 58 | 154 | 2300 | 70 | 85 | Enercon | E70-2.3 | 2013/2014 | 47.2861 | -70.909 | 10 E70-2.3 with 64 m hub height, 56 E70-2.3 with 85 m hub height, 43 E82-2.0 with 85 m hub height, 17 E82-2.0 with 98 m hub height between phase 2 and 3
Quebec | Seigneurie de Beaupré | 340 | SDB59 | 59 | 154 | 2300 | 70 | 85 | Enercon | E70-2.3 | 2013/2014 | 47.2936 | -70.9169 | 10 E70-2.3 with 64 m hub height, 56 E70-2.3 with 85 m hub height, 43 E82-2.0 with 85 m hub height, 17 E82-2.0 with 98 m hub height between phase 2 and 3
Quebec | Seigneurie de Beaupré | 340 | SDB60 | 60 | 154 | 2000 | 82 | 85 | Enercon | E82-2.0 | 2013/2014 | 47.2964 | -70.9152 | 10 E70-2.3 with 64 m hub height, 56 E70-2.3 with 85 m hub height, 43 E82-2.0 with 85 m hub height, 17 E82-2.0 with 98 m hub height between phase 2 and 3
Quebec | Seigneurie de Beaupré | 340 | SDB61 | 61 | 154 | 2300 | 70 | 85 | Enercon | E70-2.3 | 2013/2014 | 47.3009 | -70.8482 | 10 E70-2.3 with 64 m hub height, 56 E70-2.3 with 85 m hub height, 43 E82-2.0 with 85 m hub height, 17 E82-2.0 with 98 m hub height between phase 2 and 3
Quebec | Seigneurie de Beaupré | 340 | SDB62 | 62 | 154 | 2000 | 82 | 85 | Enercon | E82-2.0 | 2013/2014 | 47.3028 | -70.8439 | 10 E70-2.3 with 64 m hub height, 56 E70-2.3 with 85 m hub height, 43 E82-2.0 with 85 m hub height, 17 E82-2.0 with 98 m hub height between phase 2 and 3
Quebec | Seigneurie de Beaupré | 340 | SDB63 | 63 | 154 | 2300 | 70 | 85 | Enercon | E70-2.3 | 2013/2014 | 47.3063 | -70.8368 | 10 E70-2.3 with 64 m hub height, 56 E70-2.3 with 85 m hub height, 43 E82-2.0 with 85 m hub height, 17 E82-2.0 with 98 m hub height between phase 2 and 3
Quebec | Seigneurie de Beaupré | 340 | SDB64 | 64 | 154 | 2300 | 70 | 85 | Enercon | E70-2.3 | 2013/2014 | 47.3044 | -70.8373 | 10 E70-2.3 with 64 m hub height, 56 E70-2.3 with 85 m hub height, 43 E82-2.0 with 85 m hub height, 17 E82-2.0 with 98 m hub height between phase 2 and 3
Quebec | Seigneurie de Beaupré | 340 | SDB65 | 65 | 154 | 2300 | 70 | 85 | Enercon | E70-2.3 | 2013/2014 | 47.302 | -70.8368 | 10 E70-2.3 with 64 m hub height, 56 E70-2.3 with 85 m hub height, 43 E82-2.0 with 85 m hub height, 17 E82-2.0 with 98 m hub height between phase 2 and 3
Quebec | Seigneurie de Beaupré | 340 | SDB66 | 66 | 154 | 2300 | 70 | 85 | Enercon | E70-2.3 | 2013/2014 | 47.3086 | -70.8348 | 10 E70-2.3 with 64 m hub height, 56 E70-2.3 with 85 m hub height, 43 E82-2.0 with 85 m hub height, 17 E82-2.0 with 98 m hub height between phase 2 and 3
Quebec | Seigneurie de Beaupré | 340 | SDB67 | 67 | 154 | 2300 | 70 | 85 | Enercon | E70-2.3 | 2013/2014 | 47.3104 | -70.8314 | 10 E70-2.3 with 64 m hub height, 56 E70-2.3 with 85 m hub height, 43 E82-2.0 with 85 m hub height, 17 E82-2.0 with 98 m hub height between phase 2 and 3
Quebec | Seigneurie de Beaupré | 340 | SDB68 | 68 | 154 | 2300 | 70 | 85 | Enercon | E70-2.3 | 2013/2014 | 47.3114 | -70.8262 | 10 E70-2.3 with 64 m hub height, 56 E70-2.3 with 85 m hub height, 43 E82-2.0 with 85 m hub height, 17 E82-2.0 with 98 m hub height between phase 2 and 3
Quebec | Seigneurie de Beaupré | 340 | SDB69 | 69 | 154 | 2300 | 70 | 85 | Enercon | E70-2.3 | 2013/2014 | 47.314 | -70.8262 | 10 E70-2.3 with 64 m hub height, 56 E70-2.3 with 85 m hub height, 43 E82-2.0 with 85 m hub height, 17 E82-2.0 with 98 m hub height between phase 2 and 3
Quebec | Seigneurie de Beaupré | 340 | SDB70 | 70 | 154 | 2300 | 70 | 85 | Enercon | E70-2.3 | 2013/2014 | 47.3154 | -70.8321 | 10 E70-2.3 with 64 m hub height, 56 E70-2.3 with 85 m hub height, 43 E82-2.0 with 85 m hub height, 17 E82-2.0 with 98 m hub height between phase 2 and 3
Quebec | Seigneurie de Beaupré | 340 | SDB71 | 71 | 154 | 2300 | 70 | 85 | Enercon | E70-2.3 | 2013/2014 | 47.3256 | -70.8246 | 10 E70-2.3 with 64 m hub height, 56 E70-2.3 with 85 m hub height, 43 E82-2.0 with 85 m hub height, 17 E82-2.0 with 98 m hub height between phase 2 and 3
Quebec | Seigneurie de Beaupré | 340 | SDB72 | 72 | 154 | 2300 | 70 | 85 | Enercon | E70-2.3 | 2013/2014 | 47.3279 | -70.8282 | 10 E70-2.3 with 64 m hub height, 56 E70-2.3 with 85 m hub height, 43 E82-2.0 with 85 m hub height, 17 E82-2.0 with 98 m hub height between phase 2 and 3
Quebec | Seigneurie de Beaupré | 340 | SDB73 | 73 | 154 | 2300 | 70 | 85 | Enercon | E70-2.3 | 2013/2014 | 47.328 | -70.8183 | 10 E70-2.3 with 64 m hub height, 56 E70-2.3 with 85 m hub height, 43 E82-2.0 with 85 m hub height, 17 E82-2.0 with 98 m hub height between phase 2 and 3
Quebec | Seigneurie de Beaupré | 340 | SDB74 | 74 | 154 | 2300 | 70 | 85 | Enercon | E70-2.3 | 2013/2014 | 47.3282 | -70.8124 | 10 E70-2.3 with 64 m hub height, 56 E70-2.3 with 85 m hub height, 43 E82-2.0 with 85 m hub height, 17 E82-2.0 with 98 m hub height between phase 2 and 3
Quebec | Seigneurie de Beaupré | 340 | SDB75 | 75 | 154 | 2000 | 82 | 85 | Enercon | E82-2.0 | 2013/2014 | 47.3318 | -70.8105 | 10 E70-2.3 with 64 m hub height, 56 E70-2.3 with 85 m hub height, 43 E82-2.0 with 85 m hub height, 17 E82-2.0 with 98 m hub height between phase 2 and 3
Quebec | Seigneurie de Beaupré | 340 | SDB76 | 76 | 154 | 2000 | 82 | 85 | Enercon | E82-2.0 | 2013/2014 | 47.3338 | -70.8158 | 10 E70-2.3 with 64 m hub height, 56 E70-2.3 with 85 m hub height, 43 E82-2.0 with 85 m hub height, 17 E82-2.0 with 98 m hub height between phase 2 and 3
Quebec | Seigneurie de Beaupré | 340 | SDB77 | 77 | 154 | 2000 | 82 | 85 | Enercon | E82-2.0 | 2013/2014 | 47.3365 | -70.8154 | 10 E70-2.3 with 64 m hub height, 56 E70-2.3 with 85 m hub height, 43 E82-2.0 with 85 m hub height, 17 E82-2.0 with 98 m hub height between phase 2 and 3
Quebec | Seigneurie de Beaupré | 340 | SDB78 | 78 | 154 | 2300 | 70 | 85 | Enercon | E70-2.3 | 2013/2014 | 47.3421 | -70.8092 | 10 E70-2.3 with 64 m hub height, 56 E70-2.3 with 85 m hub height, 43 E82-2.0 with 85 m hub height, 17 E82-2.0 with 98 m hub height between phase 2 and 3
Quebec | Seigneurie de Beaupré | 340 | SDB79 | 79 | 154 | 2300 | 70 | 85 | Enercon | E70-2.3 | 2013/2014 | 47.3414 | -70.7999 | 10 E70-2.3 with 64 m hub height, 56 E70-2.3 with 85 m hub height, 43 E82-2.0 with 85 m hub height, 17 E82-2.0 with 98 m hub height between phase 2 and 3
Quebec | Seigneurie de Beaupré | 340 | SDB80 | 80 | 154 | 2000 | 82 | 85 | Enercon | E82-2.0 | 2013/2014 | 47.3337 | -70.8026 | 10 E70-2.3 with 64 m hub height, 56 E70-2.3 with 85 m hub height, 43 E82-2.0 with 85 m hub height, 17 E82-2.0 with 98 m hub height between phase 2 and 3
Quebec | Seigneurie de Beaupré | 340 | SDB81 | 81 | 154 | 2000 | 82 | 85 | Enercon | E82-2.0 | 2013/2014 | 47.3305 | -70.8032 | 10 E70-2.3 with 64 m hub height, 56 E70-2.3 with 85 m hub height, 43 E82-2.0 with 85 m hub height, 17 E82-2.0 with 98 m hub height between phase 2 and 3
Quebec | Seigneurie de Beaupré | 340 | SDB82 | 82 | 154 | 2000 | 82 | 85 | Enercon | E82-2.0 | 2013/2014 | 47.3144 | -70.8442 | 10 E70-2.3 with 64 m hub height, 56 E70-2.3 with 85 m hub height, 43 E82-2.0 with 85 m hub height, 17 E82-2.0 with 98 m hub height between phase 2 and 3
Quebec | Seigneurie de Beaupré | 340 | SDB83 | 83 | 154 | 2300 | 70 | 85 | Enercon | E70-2.3 | 2013/2014 | 47.3107 | -70.8462 | 10 E70-2.3 with 64 m hub height, 56 E70-2.3 with 85 m hub height, 43 E82-2.0 with 85 m hub height, 17 E82-2.0 with 98 m hub height between phase 2 and 3
Quebec | Seigneurie de Beaupré | 340 | SDB84 | 84 | 154 | 2000 | 82 | 85 | Enercon | E82-2.0 | 2013/2014 | 47.3389 | -70.8361 | 10 E70-2.3 with 64 m hub height, 56 E70-2.3 with 85 m hub height, 43 E82-2.0 with 85 m hub height, 17 E82-2.0 with 98 m hub height between phase 2 and 3
Quebec | Seigneurie de Beaupré | 340 | SDB85 | 85 | 154 | 2000 | 82 | 85 | Enercon | E82-2.0 | 2013/2014 | 47.3356 | -70.8258 | 10 E70-2.3 with 64 m hub height, 56 E70-2.3 with 85 m hub height, 43 E82-2.0 with 85 m hub height, 17 E82-2.0 with 98 m hub height between phase 2 and 3
Quebec | Seigneurie de Beaupré | 340 | SDB86 | 86 | 154 | 2300 | 70 | 85 | Enercon | E70-2.3 | 2013/2014 | 47.3336 | -70.8643 | 10 E70-2.3 with 64 m hub height, 56 E70-2.3 with 85 m hub height, 43 E82-2.0 with 85 m hub height, 17 E82-2.0 with 98 m hub height between phase 2 and 3
Quebec | Seigneurie de Beaupré | 340 | SDB87 | 87 | 154 | 2300 | 70 | 85 | Enercon | E70-2.3 | 2013/2014 | 47.3365 | -70.8602 | 10 E70-2.3 with 64 m hub height, 56 E70-2.3 with 85 m hub height, 43 E82-2.0 with 85 m hub height, 17 E82-2.0 with 98 m hub height between phase 2 and 3
Quebec | Seigneurie de Beaupré | 340 | SDB88 | 88 | 154 | 2300 | 70 | 85 | Enercon | E70-2.3 | 2013/2014 | 47.3394 | -70.8586 | 10 E70-2.3 with 64 m hub height, 56 E70-2.3 with 85 m hub height, 43 E82-2.0 with 85 m hub height, 17 E82-2.0 with 98 m hub height between phase 2 and 3
Quebec | Seigneurie de Beaupré | 340 | SDB89 | 89 | 154 | 2300 | 70 | 85 | Enercon | E70-2.3 | 2013/2014 | 47.3427 | -70.8573 | 10 E70-2.3 with 64 m hub height, 56 E70-2.3 with 85 m hub height, 43 E82-2.0 with 85 m hub height, 17 E82-2.0 with 98 m hub height between phase 2 and 3
Quebec | Seigneurie de Beaupré | 340 | SDB90 | 90 | 154 | 2000 | 82 | 85 | Enercon | E82-2.0 | 2013/2014 | 47.3448 | -70.8595 | 10 E70-2.3 with 64 m hub height, 56 E70-2.3 with 85 m hub height, 43 E82-2.0 with 85 m hub height, 17 E82-2.0 with 98 m hub height between phase 2 and 3
Quebec | Seigneurie de Beaupré | 340 | SDB91 | 91 | 154 | 2300 | 70 | 85 | Enercon | E70-2.3 | 2013/2014 | 47.3475 | -70.8615 | 10 E70-2.3 with 64 m hub height, 56 E70-2.3 with 85 m hub height, 43 E82-2.0 with 85 m hub height, 17 E82-2.0 with 98 m hub height between phase 2 and 3
Quebec | Seigneurie de Beaupré | 340 | SDB92 | 92 | 154 | 2300 | 70 | 85 | Enercon | E70-2.3 | 2013/2014 | 47.3501 | -70.8622 | 10 E70-2.3 with 64 m hub height, 56 E70-2.3 with 85 m hub height, 43 E82-2.0 with 85 m hub height, 17 E82-2.0 with 98 m hub height between phase 2 and 3
Quebec | Seigneurie de Beaupré | 340 | SDB93 | 93 | 154 | 2300 | 70 | 85 | Enercon | E70-2.3 | 2013/2014 | 47.3527 | -70.8629 | 10 E70-2.3 with 64 m hub height, 56 E70-2.3 with 85 m hub height, 43 E82-2.0 with 85 m hub height, 17 E82-2.0 with 98 m hub height between phase 2 and 3
Quebec | Seigneurie de Beaupré | 340 | SDB94 | 94 | 154 | 2300 | 70 | 85 | Enercon | E70-2.3 | 2013/2014 | 47.3554 | -70.8645 | 10 E70-2.3 with 64 m hub height, 56 E70-2.3 with 85 m hub height, 43 E82-2.0 with 85 m hub height, 17 E82-2.0 with 98 m hub height between phase 2 and 3
Quebec | Seigneurie de Beaupré | 340 | SDB95 | 95 | 154 | 2300 | 70 | 85 | Enercon | E70-2.3 | 2013/2014 | 47.3574 | -70.8703 | 10 E70-2.3 with 64 m hub height, 56 E70-2.3 with 85 m hub height, 43 E82-2.0 with 85 m hub height, 17 E82-2.0 with 98 m hub height between phase 2 and 3
Quebec | Seigneurie de Beaupré | 340 | SDB96 | 96 | 154 | 2000 | 82 | 85 | Enercon | E82-2.0 | 2013/2014 | 47.3542 | -70.8711 | 10 E70-2.3 with 64 m hub height, 56 E70-2.3 with 85 m hub height, 43 E82-2.0 with 85 m hub height, 17 E82-2.0 with 98 m hub height between phase 2 and 3
Quebec | Seigneurie de Beaupré | 340 | SDB97 | 97 | 154 | 2000 | 82 | 85 | Enercon | E82-2.0 | 2013/2014 | 47.3525 | -70.8753 | 10 E70-2.3 with 64 m hub height, 56 E70-2.3 with 85 m hub height, 43 E82-2.0 with 85 m hub height, 17 E82-2.0 with 98 m hub height between phase 2 and 3
Quebec | Seigneurie de Beaupré | 340 | SDB98 | 98 | 154 | 2300 | 70 | 85 | Enercon | E70-2.3 | 2013/2014 | 47.3514 | -70.8809 | 10 E70-2.3 with 64 m hub height, 56 E70-2.3 with 85 m hub height, 43 E82-2.0 with 85 m hub height, 17 E82-2.0 with 98 m hub height between phase 2 and 3
Quebec | Seigneurie de Beaupré | 340 | SDB99 | 99 | 154 | 2300 | 70 | 85 | Enercon | E70-2.3 | 2013/2014 | 47.3578 | -70.8773 | 10 E70-2.3 with 64 m hub height, 56 E70-2.3 with 85 m hub height, 43 E82-2.0 with 85 m hub height, 17 E82-2.0 with 98 m hub height between phase 2 and 3
Quebec | Seigneurie de Beaupré | 340 | SDB100 | 100 | 154 | 2000 | 82 | 85 | Enercon | E82-2.0 | 2013/2014 | 47.3617 | -70.8716 | 10 E70-2.3 with 64 m hub height, 56 E70-2.3 with 85 m hub height, 43 E82-2.0 with 85 m hub height, 17 E82-2.0 with 98 m hub height between phase 2 and 3
Quebec | Seigneurie de Beaupré | 340 | SDB101 | 101 | 154 | 2000 | 82 | 85 | Enercon | E82-2.0 | 2013/2014 | 47.3574 | -70.8599 | 10 E70-2.3 with 64 m hub height, 56 E70-2.3 with 85 m hub height, 43 E82-2.0 with 85 m hub height, 17 E82-2.0 with 98 m hub height between phase 2 and 3
Quebec | Seigneurie de Beaupré | 340 | SDB102 | 102 | 154 | 2300 | 70 | 85 | Enercon | E70-2.3 | 2013/2014 | 47.36 | -70.8577 | 10 E70-2.3 with 64 m hub height, 56 E70-2.3 with 85 m hub height, 43 E82-2.0 with 85 m hub height, 17 E82-2.0 with 98 m hub height between phase 2 and 3
Quebec | Seigneurie de Beaupré | 340 | SDB103 | 103 | 154 | 2300 | 70 | 85 | Enercon | E70-2.3 | 2013/2014 | 47.3631 | -70.8583 | 10 E70-2.3 with 64 m hub height, 56 E70-2.3 with 85 m hub height, 43 E82-2.0 with 85 m hub height, 17 E82-2.0 with 98 m hub height between phase 2 and 3
Quebec | Seigneurie de Beaupré | 340 | SDB104 | 104 | 154 | 2300 | 70 | 85 | Enercon | E70-2.3 | 2013/2014 | 47.3649 | -70.8537 | 10 E70-2.3 with 64 m hub height, 56 E70-2.3 with 85 m hub height, 43 E82-2.0 with 85 m hub height, 17 E82-2.0 with 98 m hub height between phase 2 and 3
Quebec | Seigneurie de Beaupré | 340 | SDB105 | 105 | 154 | 2000 | 82 | 85 | Enercon | E82-2.0 | 2013/2014 | 47.3648 | -70.8466 | 10 E70-2.3 with 64 m hub height, 56 E70-2.3 with 85 m hub height, 43 E82-2.0 with 85 m hub height, 17 E82-2.0 with 98 m hub height between phase 2 and 3
Quebec | Seigneurie de Beaupré | 340 | SDB106 | 106 | 154 | 2000 | 82 | 85 | Enercon | E82-2.0 | 2013/2014 | 47.3671 | -70.8468 | 10 E70-2.3 with 64 m hub height, 56 E70-2.3 with 85 m hub height, 43 E82-2.0 with 85 m hub height, 17 E82-2.0 with 98 m hub height between phase 2 and 3
Quebec | Seigneurie de Beaupré | 340 | SDB107 | 107 | 154 | 2000 | 82 | 85 | Enercon | E82-2.0 | 2013/2014 | 47.3693 | -70.8474 | 10 E70-2.3 with 64 m hub height, 56 E70-2.3 with 85 m hub height, 43 E82-2.0 with 85 m hub height, 17 E82-2.0 with 98 m hub height between phase 2 and 3
Quebec | Seigneurie de Beaupré | 340 | SDB108 | 108 | 154 | 2000 | 82 | 85 | Enercon | E82-2.0 | 2013/2014 | 47.3717 | -70.8465 | 10 E70-2.3 with 64 m hub height, 56 E70-2.3 with 85 m hub height, 43 E82-2.0 with 85 m hub height, 17 E82-2.0 with 98 m hub height between phase 2 and 3
Quebec | Seigneurie de Beaupré | 340 | SDB109 | 109 | 154 | 2300 | 70 | 85 | Enercon | E70-2.3 | 2013/2014 | 47.3488 | -70.8333 | 10 E70-2.3 with 64 m hub height, 56 E70-2.3 with 85 m hub height, 43 E82-2.0 with 85 m hub height, 17 E82-2.0 with 98 m hub height between phase 2 and 3
Quebec | Seigneurie de Beaupré | 340 | SDB110 | 110 | 154 | 2300 | 70 | 85 | Enercon | E70-2.3 | 2013/2014 | 47.3468 | -70.8314 | 10 E70-2.3 with 64 m hub height, 56 E70-2.3 with 85 m hub height, 43 E82-2.0 with 85 m hub height, 17 E82-2.0 with 98 m hub height between phase 2 and 3
Quebec | Seigneurie de Beaupré | 340 | SDB111 | 111 | 154 | 2000 | 82 | 85 | Enercon | E82-2.0 | 2013/2014 | 47.3514 | -70.8329 | 10 E70-2.3 with 64 m hub height, 56 E70-2.3 with 85 m hub height, 43 E82-2.0 with 85 m hub height, 17 E82-2.0 with 98 m hub height between phase 2 and 3
Quebec | Seigneurie de Beaupré | 340 | SDB112 | 112 | 154 | 2000 | 82 | 85 | Enercon | E82-2.0 | 2013/2014 | 47.351 | -70.8403 | 10 E70-2.3 with 64 m hub height, 56 E70-2.3 with 85 m hub height, 43 E82-2.0 with 85 m hub height, 17 E82-2.0 with 98 m hub height between phase 2 and 3
Quebec | Seigneurie de Beaupré | 340 | SDB113 | 113 | 154 | 2300 | 70 | 85 | Enercon | E70-2.3 | 2013/2014 | 47.3591 | -70.8094 | 10 E70-2.3 with 64 m hub height, 56 E70-2.3 with 85 m hub height, 43 E82-2.0 with 85 m hub height, 17 E82-2.0 with 98 m hub height between phase 2 and 3
Quebec | Seigneurie de Beaupré | 340 | SDB114 | 114 | 154 | 2000 | 82 | 85 | Enercon | E82-2.0 | 2013/2014 | 47.3567 | -70.8117 | 10 E70-2.3 with 64 m hub height, 56 E70-2.3 with 85 m hub height, 43 E82-2.0 with 85 m hub height, 17 E82-2.0 with 98 m hub height between phase 2 and 3
Quebec | Seigneurie de Beaupré | 340 | SDB115 | 115 | 154 | 2000 | 82 | 85 | Enercon | E82-2.0 | 2013/2014 | 47.3552 | -70.8176 | 10 E70-2.3 with 64 m hub height, 56 E70-2.3 with 85 m hub height, 43 E82-2.0 with 85 m hub height, 17 E82-2.0 with 98 m hub height between phase 2 and 3
Quebec | Seigneurie de Beaupré | 340 | SDB116 | 116 | 154 | 2000 | 82 | 85 | Enercon | E82-2.0 | 2013/2014 | 47.3532 | -70.8203 | 10 E70-2.3 with 64 m hub height, 56 E70-2.3 with 85 m hub height, 43 E82-2.0 with 85 m hub height, 17 E82-2.0 with 98 m hub height between phase 2 and 3
Quebec | Seigneurie de Beaupré | 340 | SDB117 | 117 | 154 | 2000 | 82 | 85 | Enercon | E82-2.0 | 2013/2014 | 47.3508 | -70.8217 | 10 E70-2.3 with 64 m hub height, 56 E70-2.3 with 85 m hub height, 43 E82-2.0 with 85 m hub height, 17 E82-2.0 with 98 m hub height between phase 2 and 3
Quebec | Seigneurie de Beaupré | 340 | SDB118 | 118 | 154 | 2000 | 82 | 85 | Enercon | E82-2.0 | 2013/2014 | 47.3485 | -70.8236 | 10 E70-2.3 with 64 m hub height, 56 E70-2.3 with 85 m hub height, 43 E82-2.0 with 85 m hub height, 17 E82-2.0 with 98 m hub height between phase 2 and 3
Quebec | Seigneurie de Beaupré | 340 | SDB119 | 119 | 154 | 2000 | 82 | 85 | Enercon | E82-2.0 | 2013/2014 | 47.3622 | -70.8241 | 10 E70-2.3 with 64 m hub height, 56 E70-2.3 with 85 m hub height, 43 E82-2.0 with 85 m hub height, 17 E82-2.0 with 98 m hub height between phase 2 and 3
Quebec | Seigneurie de Beaupré | 340 | SDB120 | 120 | 154 | 2000 | 82 | 85 | Enercon | E82-2.0 | 2013/2014 | 47.3642 | -70.8227 | 10 E70-2.3 with 64 m hub height, 56 E70-2.3 with 85 m hub height, 43 E82-2.0 with 85 m hub height, 17 E82-2.0 with 98 m hub height between phase 2 and 3
Quebec | Seigneurie de Beaupré | 340 | SDB121 | 121 | 154 | 2000 | 82 | 85 | Enercon | E82-2.0 | 2013/2014 | 47.3632 | -70.8299 | 10 E70-2.3 with 64 m hub height, 56 E70-2.3 with 85 m hub height, 43 E82-2.0 with 85 m hub height, 17 E82-2.0 with 98 m hub height between phase 2 and 3
Quebec | Seigneurie de Beaupré | 340 | SDB122 | 122 | 154 | 2000 | 82 | 85 | Enercon | E82-2.0 | 2013/2014 | 47.3671 | -70.8309 | 10 E70-2.3 with 64 m hub height, 56 E70-2.3 with 85 m hub height, 43 E82-2.0 with 85 m hub height, 17 E82-2.0 with 98 m hub height between phase 2 and 3
Quebec | Seigneurie de Beaupré | 340 | SDB123 | 123 | 154 | 2000 | 82 | 85 | Enercon | E82-2.0 | 2013/2014 | 47.3721 | -70.8326 | 10 E70-2.3 with 64 m hub height, 56 E70-2.3 with 85 m hub height, 43 E82-2.0 with 85 m hub height, 17 E82-2.0 with 98 m hub height between phase 2 and 3
Quebec | Seigneurie de Beaupré | 340 | SDB124 | 124 | 154 | 2300 | 70 | 85 | Enercon | E70-2.3 | 2013/2014 | 47.4152 | -70.8679 | 10 E70-2.3 with 64 m hub height, 56 E70-2.3 with 85 m hub height, 43 E82-2.0 with 85 m hub height, 17 E82-2.0 with 98 m hub height between phase 2 and 3
Quebec | Seigneurie de Beaupré | 340 | SDB125 | 125 | 154 | 2000 | 82 | 85 | Enercon | E82-2.0 | 2013/2014 | 47.4115 | -70.8649 | 10 E70-2.3 with 64 m hub height, 56 E70-2.3 with 85 m hub height, 43 E82-2.0 with 85 m hub height, 17 E82-2.0 with 98 m hub height between phase 2 and 3
Quebec | Seigneurie de Beaupré | 340 | SDB126 | 126 | 154 | 2000 | 82 | 85 | Enercon | E82-2.0 | 2013/2014 | 47.4091 | -70.8647 | 10 E70-2.3 with 64 m hub height, 56 E70-2.3 with 85 m hub height, 43 E82-2.0 with 85 m hub height, 17 E82-2.0 with 98 m hub height between phase 2 and 3
Quebec | Seigneurie de Beaupré | 340 | SDB127 | 127 | 154 | 2000 | 82 | 85 | Enercon | E82-2.0 | 2013/2014 | 47.4052 | -70.8673 | 10 E70-2.3 with 64 m hub height, 56 E70-2.3 with 85 m hub height, 43 E82-2.0 with 85 m hub height, 17 E82-2.0 with 98 m hub height between phase 2 and 3
Quebec | Seigneurie de Beaupré | 340 | SDB128 | 128 | 154 | 2300 | 70 | 85 | Enercon | E70-2.3 | 2013/2014 | 47.3988 | -70.8717 | 10 E70-2.3 with 64 m hub height, 56 E70-2.3 with 85 m hub height, 43 E82-2.0 with 85 m hub height, 17 E82-2.0 with 98 m hub height between phase 2 and 3
Quebec | Seigneurie de Beaupré | 340 | SDB129 | 129 | 154 | 2300 | 70 | 85 | Enercon | E70-2.3 | 2013/2014 | 47.401 | -70.87 | 10 E70-2.3 with 64 m hub height, 56 E70-2.3 with 85 m hub height, 43 E82-2.0 with 85 m hub height, 17 E82-2.0 with 98 m hub height between phase 2 and 3
Quebec | Seigneurie de Beaupré | 340 | SDB130 | 130 | 154 | 2300 | 70 | 85 | Enercon | E70-2.3 | 2013/2014 | 47.4023 | -70.8656 | 10 E70-2.3 with 64 m hub height, 56 E70-2.3 with 85 m hub height, 43 E82-2.0 with 85 m hub height, 17 E82-2.0 with 98 m hub height between phase 2 and 3
Quebec | Seigneurie de Beaupré | 340 | SDB131 | 131 | 154 | 2300 | 70 | 85 | Enercon | E70-2.3 | 2013/2014 | 47.3996 | -70.8626 | 10 E70-2.3 with 64 m hub height, 56 E70-2.3 with 85 m hub height, 43 E82-2.0 with 85 m hub height, 17 E82-2.0 with 98 m hub height between phase 2 and 3
Quebec | Seigneurie de Beaupré | 340 | SDB132 | 132 | 154 | 2300 | 70 | 85 | Enercon | E70-2.3 | 2013/2014 | 47.3984 | -70.8552 | 10 E70-2.3 with 64 m hub height, 56 E70-2.3 with 85 m hub height, 43 E82-2.0 with 85 m hub height, 17 E82-2.0 with 98 m hub height between phase 2 and 3
Quebec | Seigneurie de Beaupré | 340 | SDB133 | 133 | 154 | 2000 | 82 | 85 | Enercon | E82-2.0 | 2013/2014 | 47.3962 | -70.8524 | 10 E70-2.3 with 64 m hub height, 56 E70-2.3 with 85 m hub height, 43 E82-2.0 with 85 m hub height, 17 E82-2.0 with 98 m hub height between phase 2 and 3
Quebec | Seigneurie de Beaupré | 340 | SDB134 | 134 | 154 | 2300 | 70 | 85 | Enercon | E70-2.3 | 2013/2014 | 47.394 | -70.8492 | 10 E70-2.3 with 64 m hub height, 56 E70-2.3 with 85 m hub height, 43 E82-2.0 with 85 m hub height, 17 E82-2.0 with 98 m hub height between phase 2 and 3
Quebec | Seigneurie de Beaupré | 340 | SDB135 | 135 | 154 | 2300 | 70 | 85 | Enercon | E70-2.3 | 2013/2014 | 47.3919 | -70.8475 | 10 E70-2.3 with 64 m hub height, 56 E70-2.3 with 85 m hub height, 43 E82-2.0 with 85 m hub height, 17 E82-2.0 with 98 m hub height between phase 2 and 3
Quebec | Seigneurie de Beaupré | 340 | SDB136 | 136 | 154 | 2300 | 70 | 85 | Enercon | E70-2.3 | 2013/2014 | 47.3897 | -70.8457 | 10 E70-2.3 with 64 m hub height, 56 E70-2.3 with 85 m hub height, 43 E82-2.0 with 85 m hub height, 17 E82-2.0 with 98 m hub height between phase 2 and 3
Quebec | Seigneurie de Beaupré | 340 | SDB137 | 137 | 154 | 2300 | 70 | 85 | Enercon | E70-2.3 | 2013/2014 | 47.3874 | -70.8446 | 10 E70-2.3 with 64 m hub height, 56 E70-2.3 with 85 m hub height, 43 E82-2.0 with 85 m hub height, 17 E82-2.0 with 98 m hub height between phase 2 and 3
Quebec | Seigneurie de Beaupré | 340 | SDB138 | 138 | 154 | 2000 | 82 | 85 | Enercon | E82-2.0 | 2013/2014 | 47.3862 | -70.8505 | 10 E70-2.3 with 64 m hub height, 56 E70-2.3 with 85 m hub height, 43 E82-2.0 with 85 m hub height, 17 E82-2.0 with 98 m hub height between phase 2 and 3
Quebec | Seigneurie de Beaupré | 340 | SDB139 | 139 | 154 | 2000 | 82 | 85 | Enercon | E82-2.0 | 2013/2014 | 47.379 | -70.8521 | 10 E70-2.3 with 64 m hub height, 56 E70-2.3 with 85 m hub height, 43 E82-2.0 with 85 m hub height, 17 E82-2.0 with 98 m hub height between phase 2 and 3
Quebec | Seigneurie de Beaupré | 340 | SDB140 | 140 | 154 | 2000 | 82 | 85 | Enercon | E82-2.0 | 2013/2014 | 47.3765 | -70.8501 | 10 E70-2.3 with 64 m hub height, 56 E70-2.3 with 85 m hub height, 43 E82-2.0 with 85 m hub height, 17 E82-2.0 with 98 m hub height between phase 2 and 3
Quebec | Seigneurie de Beaupré | 340 | SDB141 | 141 | 154 | 2300 | 70 | 85 | Enercon | E70-2.3 | 2013/2014 | 47.374 | -70.8479 | 10 E70-2.3 with 64 m hub height, 56 E70-2.3 with 85 m hub height, 43 E82-2.0 with 85 m hub height, 17 E82-2.0 with 98 m hub height between phase 2 and 3
Quebec | Seigneurie de Beaupré | 340 | SDB142 | 142 | 154 | 2000 | 82 | 85 | Enercon | E82-2.0 | 2013/2014 | 47.3945 | -70.877 | 10 E70-2.3 with 64 m hub height, 56 E70-2.3 with 85 m hub height, 43 E82-2.0 with 85 m hub height, 17 E82-2.0 with 98 m hub height between phase 2 and 3
Quebec | Seigneurie de Beaupré | 340 | SDB143 | 143 | 154 | 2000 | 82 | 85 | Enercon | E82-2.0 | 2013/2014 | 47.3861 | -70.8867 | 10 E70-2.3 with 64 m hub height, 56 E70-2.3 with 85 m hub height, 43 E82-2.0 with 85 m hub height, 17 E82-2.0 with 98 m hub height between phase 2 and 3
Quebec | Seigneurie de Beaupré | 340 | SDB144 | 144 | 154 | 2000 | 82 | 85 | Enercon | E82-2.0 | 2013/2014 | 47.3838 | -70.8842 | 10 E70-2.3 with 64 m hub height, 56 E70-2.3 with 85 m hub height, 43 E82-2.0 with 85 m hub height, 17 E82-2.0 with 98 m hub height between phase 2 and 3
Quebec | Seigneurie de Beaupré | 340 | SDB145 | 145 | 154 | 2000 | 82 | 85 | Enercon | E82-2.0 | 2013/2014 | 47.3815 | -70.8834 | 10 E70-2.3 with 64 m hub height, 56 E70-2.3 with 85 m hub height, 43 E82-2.0 with 85 m hub height, 17 E82-2.0 with 98 m hub height between phase 2 and 3
Quebec | Seigneurie de Beaupré | 340 | SDB146 | 146 | 154 | 2000 | 82 | 85 | Enercon | E82-2.0 | 2013/2014 | 47.3792 | -70.8834 | 10 E70-2.3 with 64 m hub height, 56 E70-2.3 with 85 m hub height, 43 E82-2.0 with 85 m hub height, 17 E82-2.0 with 98 m hub height between phase 2 and 3
Quebec | Seigneurie de Beaupré | 340 | SDB147 | 147 | 154 | 2000 | 82 | 85 | Enercon | E82-2.0 | 2013/2014 | 47.3771 | -70.8841 | 10 E70-2.3 with 64 m hub height, 56 E70-2.3 with 85 m hub height, 43 E82-2.0 with 85 m hub height, 17 E82-2.0 with 98 m hub height between phase 2 and 3
Quebec | Seigneurie de Beaupré | 340 | SDB148 | 148 | 154 | 2000 | 82 | 85 | Enercon | E82-2.0 | 2013/2014 | 47.3749 | -70.8847 | 10 E70-2.3 with 64 m hub height, 56 E70-2.3 with 85 m hub height, 43 E82-2.0 with 85 m hub height, 17 E82-2.0 with 98 m hub height between phase 2 and 3
Quebec | Seigneurie de Beaupré | 340 | SDB149 | 149 | 154 | 2000 | 82 | 85 | Enercon | E82-2.0 | 2013/2014 | 47.3724 | -70.8854 | 10 E70-2.3 with 64 m hub height, 56 E70-2.3 with 85 m hub height, 43 E82-2.0 with 85 m hub height, 17 E82-2.0 with 98 m hub height between phase 2 and 3
Quebec | Seigneurie de Beaupré | 340 | SDB150 | 150 | 154 | 2000 | 82 | 85 | Enercon | E82-2.0 | 2013/2014 | 47.3708 | -70.8778 | 10 E70-2.3 with 64 m hub height, 56 E70-2.3 with 85 m hub height, 43 E82-2.0 with 85 m hub height, 17 E82-2.0 with 98 m hub height between phase 2 and 3
Quebec | Seigneurie de Beaupré | 340 | SDB151 | 151 | 154 | 2300 | 70 | 85 | Enercon | E70-2.3 | 2013/2014 | 47.3716 | -70.87 | 10 E70-2.3 with 64 m hub height, 56 E70-2.3 with 85 m hub height, 43 E82-2.0 with 85 m hub height, 17 E82-2.0 with 98 m hub height between phase 2 and 3
Quebec | Seigneurie de Beaupré | 340 | SDB152 | 152 | 154 | 2300 | 70 | 85 | Enercon | E70-2.3 | 2013/2014 | 47.3687 | -70.8738 | 10 E70-2.3 with 64 m hub height, 56 E70-2.3 with 85 m hub height, 43 E82-2.0 with 85 m hub height, 17 E82-2.0 with 98 m hub height between phase 2 and 3
Quebec | Seigneurie de Beaupré | 340 | SDB153 | 153 | 154 | 2000 | 82 | 85 | Enercon | E82-2.0 | 2013/2014 | 47.3749 | -70.8725 | 10 E70-2.3 with 64 m hub height, 56 E70-2.3 with 85 m hub height, 43 E82-2.0 with 85 m hub height, 17 E82-2.0 with 98 m hub height between phase 2 and 3
Quebec | Seigneurie de Beaupré | 340 | SDB154 | 154 | 154 | 2000 | 82 | 85 | Enercon | E82-2.0 | 2013/2014 | 47.3848 | -70.8715 | 10 E70-2.3 with 64 m hub height, 56 E70-2.3 with 85 m hub height, 43 E82-2.0 with 85 m hub height, 17 E82-2.0 with 98 m hub height between phase 2 and 3
Quebec | SNEEC | 4.1 | SNC1 | 1 | 2 | 2050 | 92.5 | 80 | Senvion | MM92 CCV | 2010 | 48.9867 | -64.4552
Quebec | SNEEC | 4.1 | SNC2 | 2 | 2 | 2050 | 92.5 | 80 | Senvion | MM92 CCV | 2010 | 48.9891 | -64.4505
Quebec | Témiscouata | 75.2 | TTA1 | 1 | 32 | 2350 | 92 | 85 | Enercon | E92-2.35 | 2014/2015 | 47.5976 | -69.1448
Quebec | Témiscouata | 75.2 | TTA2 | 2 | 32 | 2350 | 92 | 85 | Enercon | E92-2.35 | 2014/2015 | 47.5998 | -69.1455
Quebec | Témiscouata | 75.2 | TTA3 | 3 | 32 | 2350 | 92 | 85 | Enercon | E92-2.35 | 2014/2015 | 47.6021 | -69.1457
Quebec | Témiscouata | 75.2 | TTA4 | 4 | 32 | 2350 | 92 | 85 | Enercon | E92-2.35 | 2014/2015 | 47.6045 | -69.1473
Quebec | Témiscouata | 75.2 | TTA5 | 5 | 32 | 2350 | 92 | 85 | Enercon | E92-2.35 | 2014/2015 | 47.6053 | -69.1558
Quebec | Témiscouata | 75.2 | TTA6 | 6 | 32 | 2350 | 92 | 85 | Enercon | E92-2.35 | 2014/2015 | 47.6074 | -69.1541
Quebec | Témiscouata | 75.2 | TTA7 | 7 | 32 | 2350 | 92 | 85 | Enercon | E92-2.35 | 2014/2015 | 47.604 | -69.1625
Quebec | Témiscouata | 75.2 | TTA8 | 8 | 32 | 2350 | 92 | 85 | Enercon | E92-2.35 | 2014/2015 | 47.6225 | -69.1241
Quebec | Témiscouata | 75.2 | TTA9 | 9 | 32 | 2350 | 92 | 85 | Enercon | E92-2.35 | 2014/2015 | 47.6257 | -69.1213
Quebec | Témiscouata | 75.2 | TTA10 | 10 | 32 | 2350 | 92 | 85 | Enercon | E92-2.35 | 2014/2015 | 47.6283 | -69.1202
Quebec | Témiscouata | 75.2 | TTA11 | 11 | 32 | 2350 | 92 | 85 | Enercon | E92-2.35 | 2014/2015 | 47.6244 | -69.1135
Quebec | Témiscouata | 75.2 | TTA12 | 12 | 32 | 2350 | 92 | 85 | Enercon | E92-2.35 | 2014/2015 | 47.6262 | -69.1118
Quebec | Témiscouata | 75.2 | TTA13 | 13 | 32 | 2350 | 92 | 85 | Enercon | E92-2.35 | 2014/2015 | 47.6285 | -69.1113
Quebec | Témiscouata | 75.2 | TTA14 | 14 | 32 | 2350 | 92 | 85 | Enercon | E92-2.35 | 2014/2015 | 47.6309 | -69.1094
Quebec | Témiscouata | 75.2 | TTA15 | 15 | 32 | 2350 | 92 | 85 | Enercon | E92-2.35 | 2014/2015 | 47.6331 | -69.1108
Quebec | Témiscouata | 75.2 | TTA16 | 16 | 32 | 2350 | 92 | 85 | Enercon | E92-2.35 | 2014/2015 | 47.642 | -69.1132
Quebec | Témiscouata | 75.2 | TTA17 | 17 | 32 | 2350 | 92 | 85 | Enercon | E92-2.35 | 2014/2015 | 47.6444 | -69.1128
Quebec | Témiscouata | 75.2 | TTA18 | 18 | 32 | 2350 | 92 | 85 | Enercon | E92-2.35 | 2014/2015 | 47.6428 | -69.1054
Quebec | Témiscouata | 75.2 | TTA19 | 19 | 32 | 2350 | 92 | 85 | Enercon | E92-2.35 | 2014/2015 | 47.6465 | -69.1082
Quebec | Témiscouata | 75.2 | TTA20 | 20 | 32 | 2350 | 92 | 85 | Enercon | E92-2.35 | 2014/2015 | 47.6387 | -69.1011
Quebec | Témiscouata | 75.2 | TTA21 | 21 | 32 | 2350 | 92 | 85 | Enercon | E92-2.35 | 2014/2015 | 47.6403 | -69.0986
Quebec | Témiscouata | 75.2 | TTA22 | 22 | 32 | 2350 | 92 | 85 | Enercon | E92-2.35 | 2014/2015 | 47.643 | -69.0961
Quebec | Témiscouata | 75.2 | TTA23 | 23 | 32 | 2350 | 92 | 85 | Enercon | E92-2.35 | 2014/2015 | 47.6454 | -69.099
Quebec | Témiscouata | 75.2 | TTA24 | 24 | 32 | 2350 | 92 | 85 | Enercon | E92-2.35 | 2014/2015 | 47.6476 | -69.0989
Quebec | Témiscouata | 75.2 | TTA25 | 25 | 32 | 2350 | 92 | 85 | Enercon | E92-2.35 | 2014/2015 | 47.6495 | -69.0969
Quebec | Témiscouata | 75.2 | TTA26 | 26 | 32 | 2350 | 92 | 85 | Enercon | E92-2.35 | 2014/2015 | 47.653 | -69.0975
Quebec | Témiscouata | 75.2 | TTA27 | 27 | 32 | 2350 | 92 | 85 | Enercon | E92-2.35 | 2014/2015 | 47.6505 | -69.1042
Quebec | Témiscouata | 75.2 | TTA28 | 28 | 32 | 2350 | 92 | 85 | Enercon | E92-2.35 | 2014/2015 | 47.6528 | -69.1045
Quebec | Témiscouata | 75.2 | TTA29 | 29 | 32 | 2350 | 92 | 85 | Enercon | E92-2.35 | 2014/2015 | 47.6549 | -69.1017
Quebec | Témiscouata | 75.2 | TTA30 | 30 | 32 | 2350 | 92 | 85 | Enercon | E92-2.35 | 2014/2015 | 47.6576 | -69.0989
Quebec | Témiscouata | 75.2 | TTA31 | 31 | 32 | 2350 | 92 | 85 | Enercon | E92-2.35 | 2014/2015 | 47.6598 | -69.0964
Quebec | Témiscouata | 75.2 | TTA32 | 32 | 32 | 2350 | 92 | 85 | Enercon | E92-2.35 | 2014/2015 | 47.6616 | -69.0936
Quebec | Vents du Kempt | 101.05 | VDK1 | 1 | 43 | 2350 | 92 | 98 | Enercon | E92-2.35 | 2014 | 48.3227 | -67.1812
Quebec | Vents du Kempt | 101.05 | VDK2 | 2 | 43 | 2350 | 92 | 98 | Enercon | E92-2.35 | 2014 | 48.324 | -67.1785
Quebec | Vents du Kempt | 101.05 | VDK3 | 3 | 43 | 2350 | 92 | 98 | Enercon | E92-2.35 | 2014 | 48.3253 | -67.1758
Quebec | Vents du Kempt | 101.05 | VDK4 | 4 | 43 | 2350 | 92 | 98 | Enercon | E92-2.35 | 2014 | 48.3255 | -67.1718
Quebec | Vents du Kempt | 101.05 | VDK5 | 5 | 43 | 2350 | 92 | 98 | Enercon | E92-2.35 | 2014 | 48.3308 | -67.1675
Quebec | Vents du Kempt | 101.05 | VDK6 | 6 | 43 | 2350 | 92 | 98 | Enercon | E92-2.35 | 2014 | 48.3333 | -67.1652
Quebec | Vents du Kempt | 101.05 | VDK7 | 7 | 43 | 2350 | 92 | 98 | Enercon | E92-2.35 | 2014 | 48.3267 | -67.1645
Quebec | Vents du Kempt | 101.05 | VDK8 | 8 | 43 | 2350 | 92 | 98 | Enercon | E92-2.35 | 2014 | 48.3289 | -67.1627
Quebec | Vents du Kempt | 101.05 | VDK9 | 9 | 43 | 2350 | 92 | 98 | Enercon | E92-2.35 | 2014 | 48.3295 | -67.1592
Quebec | Vents du Kempt | 101.05 | VDK10 | 10 | 43 | 2350 | 92 | 98 | Enercon | E92-2.35 | 2014 | 48.33 | -67.1557
Quebec | Vents du Kempt | 101.05 | VDK11 | 11 | 43 | 2350 | 92 | 98 | Enercon | E92-2.35 | 2014 | 48.3309 | -67.1491
Quebec | Vents du Kempt | 101.05 | VDK12 | 12 | 43 | 2350 | 92 | 98 | Enercon | E92-2.35 | 2014 | 48.3316 | -67.1458
Quebec | Vents du Kempt | 101.05 | VDK13 | 13 | 43 | 2350 | 92 | 98 | Enercon | E92-2.35 | 2014 | 48.3414 | -67.1307
Quebec | Vents du Kempt | 101.05 | VDK14 | 14 | 43 | 2350 | 92 | 98 | Enercon | E92-2.35 | 2014 | 48.3426 | -67.1274
Quebec | Vents du Kempt | 101.05 | VDK15 | 15 | 43 | 2350 | 92 | 98 | Enercon | E92-2.35 | 2014 | 48.3439 | -67.1248
Quebec | Vents du Kempt | 101.05 | VDK16 | 16 | 43 | 2350 | 92 | 98 | Enercon | E92-2.35 | 2014 | 48.3443 | -67.121
Quebec | Vents du Kempt | 101.05 | VDK17 | 17 | 43 | 2350 | 92 | 98 | Enercon | E92-2.35 | 2014 | 48.3384 | -67.1302
Quebec | Vents du Kempt | 101.05 | VDK18 | 18 | 43 | 2350 | 92 | 98 | Enercon | E92-2.35 | 2014 | 48.3389 | -67.1264
Quebec | Vents du Kempt | 101.05 | VDK19 | 19 | 43 | 2350 | 92 | 98 | Enercon | E92-2.35 | 2014 | 48.3009 | -67.1431
Quebec | Vents du Kempt | 101.05 | VDK20 | 20 | 43 | 2350 | 92 | 98 | Enercon | E92-2.35 | 2014 | 48.298 | -67.1447
Quebec | Vents du Kempt | 101.05 | VDK21 | 21 | 43 | 2350 | 92 | 98 | Enercon | E92-2.35 | 2014 | 48.2978 | -67.1405
Quebec | Vents du Kempt | 101.05 | VDK22 | 22 | 43 | 2350 | 92 | 98 | Enercon | E92-2.35 | 2014 | 48.2924 | -67.1168
Quebec | Vents du Kempt | 101.05 | VDK23 | 23 | 43 | 2350 | 92 | 98 | Enercon | E92-2.35 | 2014 | 48.2894 | -67.1161
Quebec | Vents du Kempt | 101.05 | VDK24 | 24 | 43 | 2350 | 92 | 98 | Enercon | E92-2.35 | 2014 | 48.291 | -67.1121
Quebec | Vents du Kempt | 101.05 | VDK25 | 25 | 43 | 2350 | 92 | 98 | Enercon | E92-2.35 | 2014 | 48.2931 | -67.1106
Quebec | Vents du Kempt | 101.05 | VDK26 | 26 | 43 | 2350 | 92 | 98 | Enercon | E92-2.35 | 2014 | 48.2925 | -67.1062
Quebec | Vents du Kempt | 101.05 | VDK27 | 27 | 43 | 2350 | 92 | 98 | Enercon | E92-2.35 | 2014 | 48.2927 | -67.1021
Quebec | Vents du Kempt | 101.05 | VDK28 | 28 | 43 | 2350 | 92 | 98 | Enercon | E92-2.35 | 2014 | 48.2998 | -67.0903
Quebec | Vents du Kempt | 101.05 | VDK29 | 29 | 43 | 2350 | 92 | 98 | Enercon | E92-2.35 | 2014 | 48.3007 | -67.0864
Quebec | Vents du Kempt | 101.05 | VDK30 | 30 | 43 | 2350 | 92 | 98 | Enercon | E92-2.35 | 2014 | 48.3026 | -67.0847
Quebec | Vents du Kempt | 101.05 | VDK31 | 31 | 43 | 2350 | 92 | 98 | Enercon | E92-2.35 | 2014 | 48.3051 | -67.0801
Quebec | Vents du Kempt | 101.05 | VDK32 | 32 | 43 | 2350 | 92 | 98 | Enercon | E92-2.35 | 2014 | 48.3058 | -67.0757
Quebec | Vents du Kempt | 101.05 | VDK33 | 33 | 43 | 2350 | 92 | 98 | Enercon | E92-2.35 | 2014 | 48.3051 | -67.0709
Quebec | Vents du Kempt | 101.05 | VDK34 | 34 | 43 | 2350 | 92 | 98 | Enercon | E92-2.35 | 2014 | 48.3011 | -67.0712
Quebec | Vents du Kempt | 101.05 | VDK35 | 35 | 43 | 2350 | 92 | 98 | Enercon | E92-2.35 | 2014 | 48.293 | -67.0704
Quebec | Vents du Kempt | 101.05 | VDK36 | 36 | 43 | 2350 | 92 | 98 | Enercon | E92-2.35 | 2014 | 48.2936 | -67.0668
Quebec | Vents du Kempt | 101.05 | VDK37 | 37 | 43 | 2350 | 92 | 98 | Enercon | E92-2.35 | 2014 | 48.2954 | -67.0597
Quebec | Vents du Kempt | 101.05 | VDK38 | 38 | 43 | 2350 | 92 | 98 | Enercon | E92-2.35 | 2014 | 48.3189 | -67.0608
Quebec | Vents du Kempt | 101.05 | VDK39 | 39 | 43 | 2350 | 92 | 98 | Enercon | E92-2.35 | 2014 | 48.3249 | -67.0583
Quebec | Vents du Kempt | 101.05 | VDK40 | 40 | 43 | 2350 | 92 | 98 | Enercon | E92-2.35 | 2014 | 48.326 | -67.0549
Quebec | Vents du Kempt | 101.05 | VDK41 | 41 | 43 | 2350 | 92 | 98 | Enercon | E92-2.35 | 2014 | 48.3234 | -67.0488
Quebec | Vents du Kempt | 101.05 | VDK42 | 42 | 43 | 2350 | 92 | 98 | Enercon | E92-2.35 | 2014 | 48.3249 | -67.046
Quebec | Vents du Kempt | 101.05 | VDK43 | 43 | 43 | 2350 | 92 | 98 | Enercon | E92-2.35 | 2014 | 48.3245 | -67.0415
Quebec | Viger-Denonville | 24.6 | VDE1 | 1 | 12 | 2050 | 92.5 | 100 | Senvion | MM92 | 2013 | 47.9295 | -69.2052
Quebec | Viger-Denonville | 24.6 | VDE2 | 2 | 12 | 2050 | 92.5 | 100 | Senvion | MM92 | 2013 | 47.9271 | -69.2085
Quebec | Viger-Denonville | 24.6 | VDE3 | 3 | 12 | 2050 | 92.5 | 100 | Senvion | MM92 | 2013 | 47.9227 | -69.2098
Quebec | Viger-Denonville | 24.6 | VDE4 | 4 | 12 | 2050 | 92.5 | 100 | Senvion | MM92 | 2013 | 47.9252 | -69.2186
Quebec | Viger-Denonville | 24.6 | VDE5 | 5 | 12 | 2050 | 92.5 | 100 | Senvion | MM92 | 2013 | 47.9209 | -69.217
Quebec | Viger-Denonville | 24.6 | VDE6 | 6 | 12 | 2050 | 92.5 | 100 | Senvion | MM92 | 2013 | 47.92 | -69.2226
Quebec | Viger-Denonville | 24.6 | VDE7 | 7 | 12 | 2050 | 92.5 | 100 | Senvion | MM92 | 2013 | 47.9184 | -69.2266
Quebec | Viger-Denonville | 24.6 | VDE8 | 8 | 12 | 2050 | 92.5 | 100 | Senvion | MM92 | 2013 | 47.915 | -69.215
Quebec | Viger-Denonville | 24.6 | VDE9 | 9 | 12 | 2050 | 92.5 | 100 | Senvion | MM92 | 2013 | 47.9165 | -69.2326
Quebec | Viger-Denonville | 24.6 | VDE10 | 10 | 12 | 2050 | 92.5 | 100 | Senvion | MM92 | 2013 | 47.9135 | -69.2306
Quebec | Viger-Denonville | 24.6 | VDE11 | 11 | 12 | 2050 | 92.5 | 100 | Senvion | MM92 | 2013 | 47.9107 | -69.2313
Quebec | Viger-Denonville | 24.6 | VDE12 | 12 | 12 | 2050 | 92.5 | 100 | Senvion | MM92 | 2013 | 47.9106 | -69.2362
Saskatchewan | Bekevar | 200 | BEK1 | 1 | 36 | 5700 | 155 | 108 | Nordex | N155/5.X | 2024 | 50.0096 | -102.5664
Saskatchewan | Bekevar | 200 | BEK2 | 2 | 36 | 5700 | 155 | 108 | Nordex | N155/5.X | 2024 | 50.0271 | -102.4475
Saskatchewan | Bekevar | 200 | BEK3 | 3 | 36 | 5700 | 155 | 108 | Nordex | N155/5.X | 2024 | 50.0335 | -102.5851
Saskatchewan | Bekevar | 200 | BEK4 | 4 | 36 | 5700 | 155 | 108 | Nordex | N155/5.X | 2024 | 50.0271 | -102.4744
Saskatchewan | Bekevar | 200 | BEK5 | 5 | 36 | 5700 | 155 | 108 | Nordex | N155/5.X | 2024 | 49.9829 | -102.572
Saskatchewan | Bekevar | 200 | BEK6 | 6 | 36 | 5700 | 155 | 108 | Nordex | N155/5.X | 2024 | 49.9971 | -102.5648
Saskatchewan | Bekevar | 200 | BEK7 | 7 | 36 | 5700 | 155 | 108 | Nordex | N155/5.X | 2024 | 50.0605 | -102.6393
Saskatchewan | Bekevar | 200 | BEK8 | 8 | 36 | 5700 | 155 | 108 | Nordex | N155/5.X | 2024 | 50.058 | -102.4643
Saskatchewan | Bekevar | 200 | BEK9 | 9 | 36 | 5700 | 155 | 108 | Nordex | N155/5.X | 2024 | 49.9686 | -102.633
Saskatchewan | Bekevar | 200 | BEK10 | 10 | 36 | 5700 | 155 | 108 | Nordex | N155/5.X | 2024 | 50.0516 | -102.5008
Saskatchewan | Bekevar | 200 | BEK11 | 11 | 36 | 5700 | 155 | 108 | Nordex | N155/5.X | 2024 | 49.9832 | -102.634
Saskatchewan | Bekevar | 200 | BEK12 | 12 | 36 | 5700 | 155 | 108 | Nordex | N155/5.X | 2024 | 50.0383 | -102.5673
Saskatchewan | Bekevar | 200 | BEK13 | 13 | 36 | 5700 | 155 | 108 | Nordex | N155/5.X | 2024 | 50.0026 | -102.5485
Saskatchewan | Bekevar | 200 | BEK14 | 14 | 36 | 5700 | 155 | 108 | Nordex | N155/5.X | 2024 | 50.063 | -102.5601
Saskatchewan | Bekevar | 200 | BEK15 | 15 | 36 | 5700 | 155 | 108 | Nordex | N155/5.X | 2024 | 49.9771 | -102.5921
Saskatchewan | Bekevar | 200 | BEK16 | 16 | 36 | 5700 | 155 | 108 | Nordex | N155/5.X | 2024 | 49.9921 | -102.5222
Saskatchewan | Bekevar | 200 | BEK17 | 17 | 36 | 5700 | 155 | 108 | Nordex | N155/5.X | 2024 | 50.016 | -102.5621
Saskatchewan | Bekevar | 200 | BEK18 | 18 | 36 | 5700 | 155 | 108 | Nordex | N155/5.X | 2024 | 50.0488 | -102.6302
Saskatchewan | Bekevar | 200 | BEK19 | 19 | 36 | 5700 | 155 | 108 | Nordex | N155/5.X | 2024 | 50.0274 | -102.5265
Saskatchewan | Bekevar | 200 | BEK20 | 20 | 36 | 5700 | 155 | 108 | Nordex | N155/5.X | 2024 | 50.0452 | -102.4324
Saskatchewan | Bekevar | 200 | BEK21 | 21 | 36 | 5700 | 155 | 108 | Nordex | N155/5.X | 2024 | 50.0154 | -102.5153
Saskatchewan | Bekevar | 200 | BEK22 | 22 | 36 | 5700 | 155 | 108 | Nordex | N155/5.X | 2024 | 50.0375 | -102.5492
Saskatchewan | Bekevar | 200 | BEK23 | 23 | 36 | 5700 | 155 | 108 | Nordex | N155/5.X | 2024 | 50.0452 | -102.5325
Saskatchewan | Bekevar | 200 | BEK24 | 24 | 36 | 5700 | 155 | 108 | Nordex | N155/5.X | 2024 | 50.0126 | -102.4698
Saskatchewan | Bekevar | 200 | BEK25 | 25 | 36 | 5700 | 155 | 108 | Nordex | N155/5.X | 2024 | 49.9832 | -102.5875
Saskatchewan | Bekevar | 200 | BEK26 | 26 | 36 | 5700 | 155 | 108 | Nordex | N155/5.X | 2024 | 49.9685 | -102.6158
Saskatchewan | Bekevar | 200 | BEK27 | 27 | 36 | 5700 | 155 | 108 | Nordex | N155/5.X | 2024 | 50.0564 | -102.6103
Saskatchewan | Bekevar | 200 | BEK28 | 28 | 36 | 5700 | 155 | 108 | Nordex | N155/5.X | 2024 | 50.0417 | -102.481
Saskatchewan | Bekevar | 200 | BEK29 | 29 | 36 | 5700 | 155 | 108 | Nordex | N155/5.X | 2024 | 49.9771 | -102.629
Saskatchewan | Bekevar | 200 | BEK30 | 30 | 36 | 5700 | 155 | 108 | Nordex | N155/5.X | 2024 | 50.0017 | -102.5948
Saskatchewan | Bekevar | 200 | BEK31 | 31 | 36 | 5700 | 155 | 108 | Nordex | N155/5.X | 2024 | 50.0214 | -102.5461
Saskatchewan | Bekevar | 200 | BEK32 | 32 | 36 | 5700 | 155 | 108 | Nordex | N155/5.X | 2024 | 50.0351 | -102.4997
Saskatchewan | Bekevar | 200 | BEK33 | 33 | 36 | 5700 | 155 | 108 | Nordex | N155/5.X | 2024 | 50.0055 | -102.5779
Saskatchewan | Bekevar | 200 | BEK34 | 34 | 36 | 5700 | 155 | 108 | Nordex | N155/5.X | 2024 | 50.0496 | -102.5697
Saskatchewan | Bekevar | 200 | BEK35 | 35 | 36 | 5700 | 155 | 108 | Nordex | N155/5.X | 2024 | 49.9792 | -102.6159
Saskatchewan | Bekevar | 200 | BEK36 | 36 | 36 | 5700 | 155 | 108 | Nordex | N155/5.X | 2024 | 49.9938 | -102.5943
Saskatchewan | Blue Hill Wind Project | 175 | BHW1 | 1 | 35 | 5000 | 145 | 90 | Siemens-Gamesa | SG 5.0-145 | 2022 | 50.2823 | -107.0843
Saskatchewan | Blue Hill Wind Project | 175 | BHW2 | 2 | 35 | 5000 | 145 | 90 | Siemens-Gamesa | SG 5.0-145 | 2022 | 50.3114 | -107.217
Saskatchewan | Blue Hill Wind Project | 175 | BHW3 | 3 | 35 | 5000 | 145 | 90 | Siemens-Gamesa | SG 5.0-145 | 2022 | 50.3227 | -107.2241
Saskatchewan | Blue Hill Wind Project | 175 | BHW4 | 4 | 35 | 5000 | 145 | 90 | Siemens-Gamesa | SG 5.0-145 | 2022 | 50.3289 | -107.2257
Saskatchewan | Blue Hill Wind Project | 175 | BHW5 | 5 | 35 | 5000 | 145 | 90 | Siemens-Gamesa | SG 5.0-145 | 2022 | 50.3268 | -107.235
Saskatchewan | Blue Hill Wind Project | 175 | BHW6 | 6 | 35 | 5000 | 145 | 90 | Siemens-Gamesa | SG 5.0-145 | 2022 | 50.2466 | -107.0911
Saskatchewan | Blue Hill Wind Project | 175 | BHW7 | 7 | 35 | 5000 | 145 | 90 | Siemens-Gamesa | SG 5.0-145 | 2022 | 50.247 | -107.1369
Saskatchewan | Blue Hill Wind Project | 175 | BHW8 | 8 | 35 | 5000 | 145 | 90 | Siemens-Gamesa | SG 5.0-145 | 2022 | 50.2502 | -107.0502
Saskatchewan | Blue Hill Wind Project | 175 | BHW9 | 9 | 35 | 5000 | 145 | 90 | Siemens-Gamesa | SG 5.0-145 | 2022 | 50.2501 | -107.0879
Saskatchewan | Blue Hill Wind Project | 175 | BHW10 | 10 | 35 | 5000 | 145 | 90 | Siemens-Gamesa | SG 5.0-145 | 2022 | 50.2502 | -107.1337
Saskatchewan | Blue Hill Wind Project | 175 | BHW11 | 11 | 35 | 5000 | 145 | 90 | Siemens-Gamesa | SG 5.0-145 | 2022 | 50.2549 | -107.0495
Saskatchewan | Blue Hill Wind Project | 175 | BHW12 | 12 | 35 | 5000 | 145 | 90 | Siemens-Gamesa | SG 5.0-145 | 2022 | 50.2549 | -107.0655
Saskatchewan | Blue Hill Wind Project | 175 | BHW13 | 13 | 35 | 5000 | 145 | 90 | Siemens-Gamesa | SG 5.0-145 | 2022 | 50.2551 | -107.1299
Saskatchewan | Blue Hill Wind Project | 175 | BHW14 | 14 | 35 | 5000 | 145 | 90 | Siemens-Gamesa | SG 5.0-145 | 2022 | 50.2606 | -107.0612
Saskatchewan | Blue Hill Wind Project | 175 | BHW15 | 15 | 35 | 5000 | 145 | 90 | Siemens-Gamesa | SG 5.0-145 | 2022 | 50.2573 | -107.1422
Saskatchewan | Blue Hill Wind Project | 175 | BHW16 | 16 | 35 | 5000 | 145 | 90 | Siemens-Gamesa | SG 5.0-145 | 2022 | 50.2603 | -107.1246
Saskatchewan | Blue Hill Wind Project | 175 | BHW17 | 17 | 35 | 5000 | 145 | 90 | Siemens-Gamesa | SG 5.0-145 | 2022 | 50.2632 | -107.0564
Saskatchewan | Blue Hill Wind Project | 175 | BHW18 | 18 | 35 | 5000 | 145 | 90 | Siemens-Gamesa | SG 5.0-145 | 2022 | 50.2622 | -107.1077
Saskatchewan | Blue Hill Wind Project | 175 | BHW19 | 19 | 35 | 5000 | 145 | 90 | Siemens-Gamesa | SG 5.0-145 | 2022 | 50.2678 | -107.1017
Saskatchewan | Blue Hill Wind Project | 175 | BHW20 | 20 | 35 | 5000 | 145 | 90 | Siemens-Gamesa | SG 5.0-145 | 2022 | 50.2702 | -107.0956
Saskatchewan | Blue Hill Wind Project | 175 | BHW21 | 21 | 35 | 5000 | 145 | 90 | Siemens-Gamesa | SG 5.0-145 | 2022 | 50.2713 | -107.0731
Saskatchewan | Blue Hill Wind Project | 175 | BHW22 | 22 | 35 | 5000 | 145 | 90 | Siemens-Gamesa | SG 5.0-145 | 2022 | 50.2706 | -107.1648
Saskatchewan | Blue Hill Wind Project | 175 | BHW23 | 23 | 35 | 5000 | 145 | 90 | Siemens-Gamesa | SG 5.0-145 | 2022 | 50.2721 | -107.1925
Saskatchewan | Blue Hill Wind Project | 175 | BHW24 | 24 | 35 | 5000 | 145 | 90 | Siemens-Gamesa | SG 5.0-145 | 2022 | 50.275 | -107.1597
Saskatchewan | Blue Hill Wind Project | 175 | BHW25 | 25 | 35 | 5000 | 145 | 90 | Siemens-Gamesa | SG 5.0-145 | 2022 | 50.2754 | -107.186
Saskatchewan | Blue Hill Wind Project | 175 | BHW26 | 26 | 35 | 5000 | 145 | 90 | Siemens-Gamesa | SG 5.0-145 | 2022 | 50.2787 | -107.0862
Saskatchewan | Blue Hill Wind Project | 175 | BHW27 | 27 | 35 | 5000 | 145 | 90 | Siemens-Gamesa | SG 5.0-145 | 2022 | 50.2775 | -107.1812
Saskatchewan | Blue Hill Wind Project | 175 | BHW28 | 28 | 35 | 5000 | 145 | 90 | Siemens-Gamesa | SG 5.0-145 | 2022 | 50.2793 | -107.1554
Saskatchewan | Blue Hill Wind Project | 175 | BHW29 | 29 | 35 | 5000 | 145 | 90 | Siemens-Gamesa | SG 5.0-145 | 2022 | 50.2868 | -107.1466
Saskatchewan | Blue Hill Wind Project | 175 | BHW30 | 30 | 35 | 5000 | 145 | 90 | Siemens-Gamesa | SG 5.0-145 | 2022 | 50.3075 | -107.1801
Saskatchewan | Blue Hill Wind Project | 175 | BHW31 | 31 | 35 | 5000 | 145 | 90 | Siemens-Gamesa | SG 5.0-145 | 2022 | 50.3123 | -107.176
Saskatchewan | Blue Hill Wind Project | 175 | BHW32 | 32 | 35 | 5000 | 145 | 90 | Siemens-Gamesa | SG 5.0-145 | 2022 | 50.3146 | -107.1929
Saskatchewan | Blue Hill Wind Project | 175 | BHW33 | 33 | 35 | 5000 | 145 | 90 | Siemens-Gamesa | SG 5.0-145 | 2022 | 50.3183 | -107.1776
Saskatchewan | Blue Hill Wind Project | 175 | BHW34 | 34 | 35 | 5000 | 145 | 90 | Siemens-Gamesa | SG 5.0-145 | 2022 | 50.3189 | -107.1905
Saskatchewan | Blue Hill Wind Project | 175 | BHW35 | 35 | 35 | 5000 | 145 | 90 | Siemens-Gamesa | SG 5.0-145 | 2022 | 50.3227 | -107.1757
Saskatchewan | Centennial | 149.4 | CTE1 | 1 | 83 | 1800 | 80 | 67 | Vestas | V80-1.8 | 2006 | 50.1749 | -107.3948
Saskatchewan | Centennial | 149.4 | CTE2 | 2 | 83 | 1800 | 80 | 67 | Vestas | V80-1.8 | 2006 | 50.1733 | -107.4025
Saskatchewan | Centennial | 149.4 | CTE3 | 3 | 83 | 1800 | 80 | 67 | Vestas | V80-1.8 | 2006 | 50.1713 | -107.3941
Saskatchewan | Centennial | 149.4 | CTE4 | 4 | 83 | 1800 | 80 | 67 | Vestas | V80-1.8 | 2006 | 50.1681 | -107.3972
Saskatchewan | Centennial | 149.4 | CTE5 | 5 | 83 | 1800 | 80 | 67 | Vestas | V80-1.8 | 2006 | 50.1654 | -107.4016
Saskatchewan | Centennial | 149.4 | CTE6 | 6 | 83 | 1800 | 80 | 67 | Vestas | V80-1.8 | 2006 | 50.1681 | -107.4057
Saskatchewan | Centennial | 149.4 | CTE7 | 7 | 83 | 1800 | 80 | 67 | Vestas | V80-1.8 | 2006 | 50.1703 | -107.4128
Saskatchewan | Centennial | 149.4 | CTE8 | 8 | 83 | 1800 | 80 | 67 | Vestas | V80-1.8 | 2006 | 50.1658 | -107.4101
Saskatchewan | Centennial | 149.4 | CTE9 | 9 | 83 | 1800 | 80 | 67 | Vestas | V80-1.8 | 2006 | 50.1656 | -107.4175
Saskatchewan | Centennial | 149.4 | CTE10 | 10 | 83 | 1800 | 80 | 67 | Vestas | V80-1.8 | 2006 | 50.1706 | -107.4207
Saskatchewan | Centennial | 149.4 | CTE11 | 11 | 83 | 1800 | 80 | 67 | Vestas | V80-1.8 | 2006 | 50.1724 | -107.4287
Saskatchewan | Centennial | 149.4 | CTE12 | 12 | 83 | 1800 | 80 | 67 | Vestas | V80-1.8 | 2006 | 50.1691 | -107.4274
Saskatchewan | Centennial | 149.4 | CTE13 | 13 | 83 | 1800 | 80 | 67 | Vestas | V80-1.8 | 2006 | 50.1655 | -107.4241
Saskatchewan | Centennial | 149.4 | CTE14 | 14 | 83 | 1800 | 80 | 67 | Vestas | V80-1.8 | 2006 | 50.1622 | -107.4287
Saskatchewan | Centennial | 149.4 | CTE15 | 15 | 83 | 1800 | 80 | 67 | Vestas | V80-1.8 | 2006 | 50.1582 | -107.4287
Saskatchewan | Centennial | 149.4 | CTE16 | 16 | 83 | 1800 | 80 | 67 | Vestas | V80-1.8 | 2006 | 50.1663 | -107.4355
Saskatchewan | Centennial | 149.4 | CTE17 | 17 | 83 | 1800 | 80 | 67 | Vestas | V80-1.8 | 2006 | 50.1622 | -107.4354
Saskatchewan | Centennial | 149.4 | CTE18 | 18 | 83 | 1800 | 80 | 67 | Vestas | V80-1.8 | 2006 | 50.1582 | -107.4355
Saskatchewan | Centennial | 149.4 | CTE19 | 19 | 83 | 1800 | 80 | 67 | Vestas | V80-1.8 | 2006 | 50.1753 | -107.4344
Saskatchewan | Centennial | 149.4 | CTE20 | 20 | 83 | 1800 | 80 | 67 | Vestas | V80-1.8 | 2006 | 50.1775 | -107.4398
Saskatchewan | Centennial | 149.4 | CTE21 | 21 | 83 | 1800 | 80 | 67 | Vestas | V80-1.8 | 2006 | 50.1748 | -107.4426
Saskatchewan | Centennial | 149.4 | CTE22 | 22 | 83 | 1800 | 80 | 67 | Vestas | V80-1.8 | 2006 | 50.1702 | -107.444
Saskatchewan | Centennial | 149.4 | CTE23 | 23 | 83 | 1800 | 80 | 67 | Vestas | V80-1.8 | 2006 | 50.1776 | -107.4489
Saskatchewan | Centennial | 149.4 | CTE24 | 24 | 83 | 1800 | 80 | 67 | Vestas | V80-1.8 | 2006 | 50.1731 | -107.4493
Saskatchewan | Centennial | 149.4 | CTE25 | 25 | 83 | 1800 | 80 | 67 | Vestas | V80-1.8 | 2006 | 50.1683 | -107.4503
Saskatchewan | Centennial | 149.4 | CTE26 | 26 | 83 | 1800 | 80 | 67 | Vestas | V80-1.8 | 2006 | 50.1744 | -107.4557
Saskatchewan | Centennial | 149.4 | CTE27 | 27 | 83 | 1800 | 80 | 67 | Vestas | V80-1.8 | 2006 | 50.1703 | -107.458
Saskatchewan | Centennial | 149.4 | CTE28 | 28 | 83 | 1800 | 80 | 67 | Vestas | V80-1.8 | 2006 | 50.1663 | -107.4581
Saskatchewan | Centennial | 149.4 | CTE29 | 29 | 83 | 1800 | 80 | 67 | Vestas | V80-1.8 | 2006 | 50.1663 | -107.4441
Saskatchewan | Centennial | 149.4 | CTE30 | 30 | 83 | 1800 | 80 | 67 | Vestas | V80-1.8 | 2006 | 50.1622 | -107.4441
Saskatchewan | Centennial | 149.4 | CTE31 | 31 | 83 | 1800 | 80 | 67 | Vestas | V80-1.8 | 2006 | 50.1582 | -107.4441
Saskatchewan | Centennial | 149.4 | CTE32 | 32 | 83 | 1800 | 80 | 67 | Vestas | V80-1.8 | 2006 | 50.1602 | -107.4502
Saskatchewan | Centennial | 149.4 | CTE33 | 33 | 83 | 1800 | 80 | 67 | Vestas | V80-1.8 | 2006 | 50.1623 | -107.458
Saskatchewan | Centennial | 149.4 | CTE34 | 34 | 83 | 1800 | 80 | 67 | Vestas | V80-1.8 | 2006 | 50.1582 | -107.4581
Saskatchewan | Centennial | 149.4 | CTE35 | 35 | 83 | 1800 | 80 | 67 | Vestas | V80-1.8 | 2006 | 50.1738 | -107.4662
Saskatchewan | Centennial | 149.4 | CTE36 | 36 | 83 | 1800 | 80 | 67 | Vestas | V80-1.8 | 2006 | 50.1723 | -107.4752
Saskatchewan | Centennial | 149.4 | CTE37 | 37 | 83 | 1800 | 80 | 67 | Vestas | V80-1.8 | 2006 | 50.1681 | -107.4669
Saskatchewan | Centennial | 149.4 | CTE38 | 38 | 83 | 1800 | 80 | 67 | Vestas | V80-1.8 | 2006 | 50.1654 | -107.4733
Saskatchewan | Centennial | 149.4 | CTE39 | 39 | 83 | 1800 | 80 | 67 | Vestas | V80-1.8 | 2006 | 50.1623 | -107.4696
Saskatchewan | Centennial | 149.4 | CTE40 | 40 | 83 | 1800 | 80 | 67 | Vestas | V80-1.8 | 2006 | 50.1583 | -107.4696
Saskatchewan | Centennial | 149.4 | CTE41 | 41 | 83 | 1800 | 80 | 67 | Vestas | V80-1.8 | 2006 | 50.1489 | -107.4429
Saskatchewan | Centennial | 149.4 | CTE42 | 42 | 83 | 1800 | 80 | 67 | Vestas | V80-1.8 | 2006 | 50.1414 | -107.4427
Saskatchewan | Centennial | 149.4 | CTE43 | 43 | 83 | 1800 | 80 | 67 | Vestas | V80-1.8 | 2006 | 50.137 | -107.4463
Saskatchewan | Centennial | 149.4 | CTE44 | 44 | 83 | 1800 | 80 | 67 | Vestas | V80-1.8 | 2006 | 50.1371 | -107.4574
Saskatchewan | Centennial | 149.4 | CTE45 | 45 | 83 | 1800 | 80 | 67 | Vestas | V80-1.8 | 2006 | 50.1462 | -107.4572
Saskatchewan | Centennial | 149.4 | CTE46 | 46 | 83 | 1800 | 80 | 67 | Vestas | V80-1.8 | 2006 | 50.1487 | -107.4649
Saskatchewan | Centennial | 149.4 | CTE47 | 47 | 83 | 1800 | 80 | 67 | Vestas | V80-1.8 | 2006 | 50.1512 | -107.4751
Saskatchewan | Centennial | 149.4 | CTE48 | 48 | 83 | 1800 | 80 | 67 | Vestas | V80-1.8 | 2006 | 50.1462 | -107.4743
Saskatchewan | Centennial | 149.4 | CTE49 | 49 | 83 | 1800 | 80 | 67 | Vestas | V80-1.8 | 2006 | 50.1392 | -107.4751
Saskatchewan | Centennial | 149.4 | CTE50 | 50 | 83 | 1800 | 80 | 67 | Vestas | V80-1.8 | 2006 | 50.1695 | -107.482
Saskatchewan | Centennial | 149.4 | CTE51 | 51 | 83 | 1800 | 80 | 67 | Vestas | V80-1.8 | 2006 | 50.1655 | -107.4866
Saskatchewan | Centennial | 149.4 | CTE52 | 52 | 83 | 1800 | 80 | 67 | Vestas | V80-1.8 | 2006 | 50.1607 | -107.4897
Saskatchewan | Centennial | 149.4 | CTE53 | 53 | 83 | 1800 | 80 | 67 | Vestas | V80-1.8 | 2006 | 50.1559 | -107.4897
Saskatchewan | Centennial | 149.4 | CTE54 | 54 | 83 | 1800 | 80 | 67 | Vestas | V80-1.8 | 2006 | 50.1534 | -107.4809
Saskatchewan | Centennial | 149.4 | CTE55 | 55 | 83 | 1800 | 80 | 67 | Vestas | V80-1.8 | 2006 | 50.1487 | -107.4809
Saskatchewan | Centennial | 149.4 | CTE56 | 56 | 83 | 1800 | 80 | 67 | Vestas | V80-1.8 | 2006 | 50.1508 | -107.4897
Saskatchewan | Centennial | 149.4 | CTE57 | 57 | 83 | 1800 | 80 | 67 | Vestas | V80-1.8 | 2006 | 50.146 | -107.4903
Saskatchewan | Centennial | 149.4 | CTE58 | 58 | 83 | 1800 | 80 | 67 | Vestas | V80-1.8 | 2006 | 50.1389 | -107.4872
Saskatchewan | Centennial | 149.4 | CTE59 | 59 | 83 | 1800 | 80 | 67 | Vestas | V80-1.8 | 2006 | 50.134 | -107.4874
Saskatchewan | Centennial | 149.4 | CTE60 | 60 | 83 | 1800 | 80 | 67 | Vestas | V80-1.8 | 2006 | 50.129 | -107.4874
Saskatchewan | Centennial | 149.4 | CTE61 | 61 | 83 | 1800 | 80 | 67 | Vestas | V80-1.8 | 2006 | 50.1242 | -107.4875
Saskatchewan | Centennial | 149.4 | CTE62 | 62 | 83 | 1800 | 80 | 67 | Vestas | V80-1.8 | 2006 | 50.1218 | -107.4821
Saskatchewan | Centennial | 149.4 | CTE63 | 63 | 83 | 1800 | 80 | 67 | Vestas | V80-1.8 | 2006 | 50.1189 | -107.4745
Saskatchewan | Centennial | 149.4 | CTE64 | 64 | 83 | 1800 | 80 | 67 | Vestas | V80-1.8 | 2006 | 50.1171 | -107.482
Saskatchewan | Centennial | 149.4 | CTE65 | 65 | 83 | 1800 | 80 | 67 | Vestas | V80-1.8 | 2006 | 50.1533 | -107.4979
Saskatchewan | Centennial | 149.4 | CTE66 | 66 | 83 | 1800 | 80 | 67 | Vestas | V80-1.8 | 2006 | 50.1486 | -107.4978
Saskatchewan | Centennial | 149.4 | CTE67 | 67 | 83 | 1800 | 80 | 67 | Vestas | V80-1.8 | 2006 | 50.1435 | -107.4979
Saskatchewan | Centennial | 149.4 | CTE68 | 68 | 83 | 1800 | 80 | 67 | Vestas | V80-1.8 | 2006 | 50.1364 | -107.498
Saskatchewan | Centennial | 149.4 | CTE69 | 69 | 83 | 1800 | 80 | 67 | Vestas | V80-1.8 | 2006 | 50.1316 | -107.4979
Saskatchewan | Centennial | 149.4 | CTE70 | 70 | 83 | 1800 | 80 | 67 | Vestas | V80-1.8 | 2006 | 50.1266 | -107.4978
Saskatchewan | Centennial | 149.4 | CTE71 | 71 | 83 | 1800 | 80 | 67 | Vestas | V80-1.8 | 2006 | 50.139 | -107.505
Saskatchewan | Centennial | 149.4 | CTE72 | 72 | 83 | 1800 | 80 | 67 | Vestas | V80-1.8 | 2006 | 50.1288 | -107.505
Saskatchewan | Centennial | 149.4 | CTE73 | 73 | 83 | 1800 | 80 | 67 | Vestas | V80-1.8 | 2006 | 50.1656 | -107.5159
Saskatchewan | Centennial | 149.4 | CTE74 | 74 | 83 | 1800 | 80 | 67 | Vestas | V80-1.8 | 2006 | 50.1606 | -107.5159
Saskatchewan | Centennial | 149.4 | CTE75 | 75 | 83 | 1800 | 80 | 67 | Vestas | V80-1.8 | 2006 | 50.1559 | -107.5159
Saskatchewan | Centennial | 149.4 | CTE76 | 76 | 83 | 1800 | 80 | 67 | Vestas | V80-1.8 | 2006 | 50.1508 | -107.5159
Saskatchewan | Centennial | 149.4 | CTE77 | 77 | 83 | 1800 | 80 | 67 | Vestas | V80-1.8 | 2006 | 50.1462 | -107.516
Saskatchewan | Centennial | 149.4 | CTE78 | 78 | 83 | 1800 | 80 | 67 | Vestas | V80-1.8 | 2006 | 50.1632 | -107.526
Saskatchewan | Centennial | 149.4 | CTE79 | 79 | 83 | 1800 | 80 | 67 | Vestas | V80-1.8 | 2006 | 50.1582 | -107.5259
Saskatchewan | Centennial | 149.4 | CTE80 | 80 | 83 | 1800 | 80 | 67 | Vestas | V80-1.8 | 2006 | 50.1536 | -107.5259
Saskatchewan | Centennial | 149.4 | CTE81 | 81 | 83 | 1800 | 80 | 67 | Vestas | V80-1.8 | 2006 | 50.1614 | -107.4208
Saskatchewan | Centennial | 149.4 | CTE82 | 82 | 83 | 1800 | 80 | 67 | Vestas | V80-1.8 | 2006 | 50.1581 | -107.4192
Saskatchewan | Centennial | 149.4 | CTE83 | 83 | 83 | 1800 | 80 | 67 | Vestas | V80-1.8 | 2006 | 50.1681 | -107.5259
Saskatchewan | Cowessess | 0.8 | COW1 | 1 | 1 | 800 | 52.9 | 73 | Enercon | E53-800 | 2013 | 50.417 | -104.4642 | Battery Energy Storage System - 400 kW/744 kWh SAFT Lithium Ion Battery
Saskatchewan | Cypress SPC | 10.56 | CYP1 | 1 | 16 | 660 | 47 | 50 | Vestas | V47-660 | 2002/2003 | 49.9793 | -108.6089
Saskatchewan | Cypress SPC | 10.56 | CYP2 | 2 | 16 | 660 | 47 | 50 | Vestas | V47-660 | 2002/2003 | 49.9781 | -108.6062
Saskatchewan | Cypress SPC | 10.56 | CYP3 | 3 | 16 | 660 | 47 | 50 | Vestas | V47-660 | 2002/2003 | 49.9771 | -108.6032
Saskatchewan | Cypress SPC | 10.56 | CYP4 | 4 | 16 | 660 | 47 | 50 | Vestas | V47-660 | 2002/2003 | 49.9761 | -108.6001
Saskatchewan | Cypress SPC | 10.56 | CYP5 | 5 | 16 | 660 | 47 | 50 | Vestas | V47-660 | 2002/2003 | 49.9735 | -108.5969
Saskatchewan | Cypress SPC | 10.56 | CYP6 | 6 | 16 | 660 | 47 | 50 | Vestas | V47-660 | 2002/2003 | 49.972 | -108.5951
Saskatchewan | Cypress SPC | 10.56 | CYP7 | 7 | 16 | 660 | 47 | 50 | Vestas | V47-660 | 2002/2003 | 49.9704 | -108.5933
Saskatchewan | Cypress SPC | 10.56 | CYP8 | 8 | 16 | 660 | 47 | 50 | Vestas | V47-660 | 2002/2003 | 49.9741 | -108.6298
Saskatchewan | Cypress SPC | 10.56 | CYP9 | 9 | 16 | 660 | 47 | 50 | Vestas | V47-660 | 2002/2003 | 49.9721 | -108.6287
Saskatchewan | Cypress SPC | 10.56 | CYP10 | 10 | 16 | 660 | 47 | 50 | Vestas | V47-660 | 2002/2003 | 49.9704 | -108.6433
Saskatchewan | Cypress SPC | 10.56 | CYP11 | 11 | 16 | 660 | 47 | 50 | Vestas | V47-660 | 2002/2003 | 49.9683 | -108.642
Saskatchewan | Cypress SPC | 10.56 | CYP12 | 12 | 16 | 660 | 47 | 50 | Vestas | V47-660 | 2002/2003 | 49.9662 | -108.6407
Saskatchewan | Cypress SPC | 10.56 | CYP13 | 13 | 16 | 660 | 47 | 50 | Vestas | V47-660 | 2002/2003 | 50.0218 | -108.5355
Saskatchewan | Cypress SPC | 10.56 | CYP14 | 14 | 16 | 660 | 47 | 50 | Vestas | V47-660 | 2002/2003 | 50.0192 | -108.5339
Saskatchewan | Cypress SPC | 10.56 | CYP15 | 15 | 16 | 660 | 47 | 50 | Vestas | V47-660 | 2002/2003 | 50.0156 | -108.5321
Saskatchewan | Cypress SPC | 10.56 | CYP16 | 16 | 16 | 660 | 47 | 50 | Vestas | V47-660 | 2002/2003 | 50.0109 | -108.5384
Saskatchewan | Golden South Wind Energy Facility | 200 | GSW1 | 1 | 50 | 4000 | 136 | 110 | Goldwind | GW136-4.2 | 2022 | 49.5858 | -105.9751 | Turbine derated from 4.2 MW
Saskatchewan | Golden South Wind Energy Facility | 200 | GSW2 | 2 | 50 | 4000 | 155 | 110 | Goldwind | GW155-4.2 | 2022 | 49.5649 | -105.9755 | Turbine derated from 4.2 MW
Saskatchewan | Golden South Wind Energy Facility | 200 | GSW3 | 3 | 50 | 4000 | 155 | 110 | Goldwind | GW155-4.2 | 2022 | 49.5591 | -105.9772 | Turbine derated from 4.2 MW
Saskatchewan | Golden South Wind Energy Facility | 200 | GSW4 | 4 | 50 | 4000 | 155 | 110 | Goldwind | GW155-4.2 | 2022 | 49.554 | -105.9879 | Turbine derated from 4.2 MW
Saskatchewan | Golden South Wind Energy Facility | 200 | GSW5 | 5 | 50 | 4000 | 155 | 110 | Goldwind | GW155-4.2 | 2022 | 49.5512 | -105.9956 | Turbine derated from 4.2 MW
Saskatchewan | Golden South Wind Energy Facility | 200 | GSW6 | 6 | 50 | 4000 | 155 | 110 | Goldwind | GW155-4.2 | 2022 | 49.5449 | -105.9978 | Turbine derated from 4.2 MW
Saskatchewan | Golden South Wind Energy Facility | 200 | GSW7 | 7 | 50 | 4000 | 155 | 110 | Goldwind | GW155-4.2 | 2022 | 49.539 | -105.9964 | Turbine derated from 4.2 MW
Saskatchewan | Golden South Wind Energy Facility | 200 | GSW8 | 8 | 50 | 4000 | 155 | 110 | Goldwind | GW155-4.2 | 2022 | 49.535 | -105.9572 | Turbine derated from 4.2 MW
Saskatchewan | Golden South Wind Energy Facility | 200 | GSW9 | 9 | 50 | 4000 | 155 | 110 | Goldwind | GW155-4.2 | 2022 | 49.5411 | -105.9565 | Turbine derated from 4.2 MW
Saskatchewan | Golden South Wind Energy Facility | 200 | GSW10 | 10 | 50 | 4000 | 155 | 110 | Goldwind | GW155-4.2 | 2022 | 49.5469 | -105.9575 | Turbine derated from 4.2 MW
Saskatchewan | Golden South Wind Energy Facility | 200 | GSW11 | 11 | 50 | 4000 | 155 | 110 | Goldwind | GW155-4.2 | 2022 | 49.553 | -105.9528 | Turbine derated from 4.2 MW
Saskatchewan | Golden South Wind Energy Facility | 200 | GSW12 | 12 | 50 | 4000 | 155 | 110 | Goldwind | GW155-4.2 | 2022 | 49.5587 | -105.9527 | Turbine derated from 4.2 MW
Saskatchewan | Golden South Wind Energy Facility | 200 | GSW13 | 13 | 50 | 4000 | 136 | 110 | Goldwind | GW136-4.2 | 2022 | 49.5647 | -105.9494 | Turbine derated from 4.2 MW
Saskatchewan | Golden South Wind Energy Facility | 200 | GSW14 | 14 | 50 | 4000 | 136 | 110 | Goldwind | GW136-4.2 | 2022 | 49.584 | -105.95 | Turbine derated from 4.2 MW
Saskatchewan | Golden South Wind Energy Facility | 200 | GSW15 | 15 | 50 | 4000 | 136 | 110 | Goldwind | GW136-4.2 | 2022 | 49.5881 | -105.9439 | Turbine derated from 4.2 MW
Saskatchewan | Golden South Wind Energy Facility | 200 | GSW16 | 16 | 50 | 4000 | 155 | 110 | Goldwind | GW155-4.2 | 2022 | 49.5942 | -105.9393 | Turbine derated from 4.2 MW
Saskatchewan | Golden South Wind Energy Facility | 200 | GSW17 | 17 | 50 | 4000 | 155 | 110 | Goldwind | GW155-4.2 | 2022 | 49.6001 | -105.9384 | Turbine derated from 4.2 MW
Saskatchewan | Golden South Wind Energy Facility | 200 | GSW18 | 18 | 50 | 4000 | 155 | 110 | Goldwind | GW155-4.2 | 2022 | 49.606 | -105.9391 | Turbine derated from 4.2 MW
Saskatchewan | Golden South Wind Energy Facility | 200 | GSW19 | 19 | 50 | 4000 | 155 | 110 | Goldwind | GW155-4.2 | 2022 | 49.628 | -105.9092 | Turbine derated from 4.2 MW
Saskatchewan | Golden South Wind Energy Facility | 200 | GSW20 | 20 | 50 | 4000 | 155 | 110 | Goldwind | GW155-4.2 | 2022 | 49.6343 | -105.9073 | Turbine derated from 4.2 MW
Saskatchewan | Golden South Wind Energy Facility | 200 | GSW21 | 21 | 50 | 4000 | 155 | 110 | Goldwind | GW155-4.2 | 2022 | 49.6521 | -105.9208 | Turbine derated from 4.2 MW
Saskatchewan | Golden South Wind Energy Facility | 200 | GSW22 | 22 | 50 | 4000 | 155 | 110 | Goldwind | GW155-4.2 | 2022 | 49.6582 | -105.9176 | Turbine derated from 4.2 MW
Saskatchewan | Golden South Wind Energy Facility | 200 | GSW23 | 23 | 50 | 4000 | 155 | 110 | Goldwind | GW155-4.2 | 2022 | 49.6469 | -105.9274 | Turbine derated from 4.2 MW
Saskatchewan | Golden South Wind Energy Facility | 200 | GSW24 | 24 | 50 | 4000 | 155 | 110 | Goldwind | GW155-4.2 | 2022 | 49.6178 | -105.9121 | Turbine derated from 4.2 MW
Saskatchewan | Golden South Wind Energy Facility | 200 | GSW25 | 25 | 50 | 4000 | 155 | 110 | Goldwind | GW155-4.2 | 2022 | 49.607 | -105.9117 | Turbine derated from 4.2 MW
Saskatchewan | Golden South Wind Energy Facility | 200 | GSW26 | 26 | 50 | 4000 | 155 | 110 | Goldwind | GW155-4.2 | 2022 | 49.6008 | -105.916 | Turbine derated from 4.2 MW
Saskatchewan | Golden South Wind Energy Facility | 200 | GSW27 | 27 | 50 | 4000 | 155 | 110 | Goldwind | GW155-4.2 | 2022 | 49.5945 | -105.9162 | Turbine derated from 4.2 MW
Saskatchewan | Golden South Wind Energy Facility | 200 | GSW28 | 28 | 50 | 4000 | 155 | 110 | Goldwind | GW155-4.2 | 2022 | 49.588 | -105.9167 | Turbine derated from 4.2 MW
Saskatchewan | Golden South Wind Energy Facility | 200 | GSW29 | 29 | 50 | 4000 | 136 | 110 | Goldwind | GW136-4.2 | 2022 | 49.5819 | -105.9184 | Turbine derated from 4.2 MW
Saskatchewan | Golden South Wind Energy Facility | 200 | GSW30 | 30 | 50 | 4000 | 136 | 110 | Goldwind | GW136-4.2 | 2022 | 49.5762 | -105.9216 | Turbine derated from 4.2 MW
Saskatchewan | Golden South Wind Energy Facility | 200 | GSW31 | 31 | 50 | 4000 | 155 | 110 | Goldwind | GW155-4.2 | 2022 | 49.5601 | -105.9123 | Turbine derated from 4.2 MW
Saskatchewan | Golden South Wind Energy Facility | 200 | GSW32 | 32 | 50 | 4000 | 155 | 110 | Goldwind | GW155-4.2 | 2022 | 49.5674 | -105.9079 | Turbine derated from 4.2 MW
Saskatchewan | Golden South Wind Energy Facility | 200 | GSW33 | 33 | 50 | 4000 | 155 | 110 | Goldwind | GW155-4.2 | 2022 | 49.5733 | -105.904 | Turbine derated from 4.2 MW
Saskatchewan | Golden South Wind Energy Facility | 200 | GSW34 | 34 | 50 | 4000 | 155 | 110 | Goldwind | GW155-4.2 | 2022 | 49.5788 | -105.9003 | Turbine derated from 4.2 MW
Saskatchewan | Golden South Wind Energy Facility | 200 | GSW35 | 35 | 50 | 4000 | 155 | 110 | Goldwind | GW155-4.2 | 2022 | 49.5844 | -105.8957 | Turbine derated from 4.2 MW
Saskatchewan | Golden South Wind Energy Facility | 200 | GSW36 | 36 | 50 | 4000 | 155 | 110 | Goldwind | GW155-4.2 | 2022 | 49.5907 | -105.8936 | Turbine derated from 4.2 MW
Saskatchewan | Golden South Wind Energy Facility | 200 | GSW37 | 37 | 50 | 4000 | 155 | 110 | Goldwind | GW155-4.2 | 2022 | 49.5983 | -105.8724 | Turbine derated from 4.2 MW
Saskatchewan | Golden South Wind Energy Facility | 200 | GSW38 | 38 | 50 | 4000 | 155 | 110 | Goldwind | GW155-4.2 | 2022 | 49.5919 | -105.8732 | Turbine derated from 4.2 MW
Saskatchewan | Golden South Wind Energy Facility | 200 | GSW39 | 39 | 50 | 4000 | 155 | 110 | Goldwind | GW155-4.2 | 2022 | 49.5842 | -105.8759 | Turbine derated from 4.2 MW
Saskatchewan | Golden South Wind Energy Facility | 200 | GSW40 | 40 | 50 | 4000 | 155 | 110 | Goldwind | GW155-4.2 | 2022 | 49.577 | -105.877 | Turbine derated from 4.2 MW
Saskatchewan | Golden South Wind Energy Facility | 200 | GSW41 | 41 | 50 | 4000 | 155 | 110 | Goldwind | GW155-4.2 | 2022 | 49.5623 | -105.8768 | Turbine derated from 4.2 MW
Saskatchewan | Golden South Wind Energy Facility | 200 | GSW42 | 42 | 50 | 4000 | 136 | 110 | Goldwind | GW136-4.2 | 2022 | 49.5916 | -105.9745 | Turbine derated from 4.2 MW
Saskatchewan | Golden South Wind Energy Facility | 200 | GSW43 | 43 | 50 | 4000 | 136 | 110 | Goldwind | GW136-4.2 | 2022 | 49.5966 | -105.9734 | Turbine derated from 4.2 MW
Saskatchewan | Golden South Wind Energy Facility | 200 | GSW44 | 44 | 50 | 4000 | 136 | 110 | Goldwind | GW136-4.2 | 2022 | 49.6016 | -105.9697 | Turbine derated from 4.2 MW
Saskatchewan | Golden South Wind Energy Facility | 200 | GSW45 | 45 | 50 | 4000 | 136 | 110 | Goldwind | GW136-4.2 | 2022 | 49.6077 | -105.9718 | Turbine derated from 4.2 MW
Saskatchewan | Golden South Wind Energy Facility | 200 | GSW46 | 46 | 50 | 4000 | 155 | 110 | Goldwind | GW155-4.2 | 2022 | 49.6143 | -105.9739 | Turbine derated from 4.2 MW
Saskatchewan | Golden South Wind Energy Facility | 200 | GSW47 | 47 | 50 | 4000 | 155 | 110 | Goldwind | GW155-4.2 | 2022 | 49.6122 | -106.0224 | Turbine derated from 4.2 MW
Saskatchewan | Golden South Wind Energy Facility | 200 | GSW48 | 48 | 50 | 4000 | 155 | 110 | Goldwind | GW155-4.2 | 2022 | 49.6088 | -106.0293 | Turbine derated from 4.2 MW
Saskatchewan | Golden South Wind Energy Facility | 200 | GSW49 | 49 | 50 | 4000 | 155 | 110 | Goldwind | GW155-4.2 | 2022 | 49.5551 | -106.012 | Turbine derated from 4.2 MW
Saskatchewan | Golden South Wind Energy Facility | 200 | GSW50 | 50 | 50 | 4000 | 155 | 110 | Goldwind | GW155-4.2 | 2022 | 49.561 | -106.0126 | Turbine derated from 4.2 MW
Saskatchewan | Morse | 23 | MRS1 | 1 | 10 | 2300 | 113 | 79.5 | Siemens | SWT 2.3-113 | 2015 | 50.3524 | -106.9561
Saskatchewan | Morse | 23 | MRS2 | 2 | 10 | 2300 | 113 | 79.5 | Siemens | SWT 2.3-113 | 2015 | 50.3484 | -106.9542
Saskatchewan | Morse | 23 | MRS3 | 3 | 10 | 2300 | 113 | 79.5 | Siemens | SWT 2.3-113 | 2015 | 50.3434 | -106.9573
Saskatchewan | Morse | 23 | MRS4 | 4 | 10 | 2300 | 113 | 79.5 | Siemens | SWT 2.3-113 | 2015 | 50.3406 | -106.9617
Saskatchewan | Morse | 23 | MRS5 | 5 | 10 | 2300 | 113 | 79.5 | Siemens | SWT 2.3-113 | 2015 | 50.3366 | -106.9639
Saskatchewan | Morse | 23 | MRS6 | 6 | 10 | 2300 | 113 | 79.5 | Siemens | SWT 2.3-113 | 2015 | 50.3332 | -106.964
Saskatchewan | Morse | 23 | MRS7 | 7 | 10 | 2300 | 113 | 79.5 | Siemens | SWT 2.3-113 | 2015 | 50.3248 | -106.9647
Saskatchewan | Morse | 23 | MRS8 | 8 | 10 | 2300 | 113 | 79.5 | Siemens | SWT 2.3-113 | 2015 | 50.3257 | -106.983
Saskatchewan | Morse | 23 | MRS9 | 9 | 10 | 2300 | 113 | 79.5 | Siemens | SWT 2.3-113 | 2015 | 50.3233 | -106.9953
Saskatchewan | Morse | 23 | MRS10 | 10 | 10 | 2300 | 113 | 79.5 | Siemens | SWT 2.3-113 | 2015 | 50.3188 | -106.9923
Saskatchewan | Red Lily | 26.4 | RLY1 | 1 | 16 | 1650 | 82 | 80 | Vestas | V82-1.65 | 2011 | 50.2125 | -101.7897
Saskatchewan | Red Lily | 26.4 | RLY2 | 2 | 16 | 1650 | 82 | 80 | Vestas | V82-1.65 | 2011 | 50.224 | -101.7771
Saskatchewan | Red Lily | 26.4 | RLY3 | 3 | 16 | 1650 | 82 | 80 | Vestas | V82-1.65 | 2011 | 50.2043 | -101.7521
Saskatchewan | Red Lily | 26.4 | RLY4 | 4 | 16 | 1650 | 82 | 80 | Vestas | V82-1.65 | 2011 | 50.1918 | -101.7423
Saskatchewan | Red Lily | 26.4 | RLY5 | 5 | 16 | 1650 | 82 | 80 | Vestas | V82-1.65 | 2011 | 50.1822 | -101.7267
Saskatchewan | Red Lily | 26.4 | RLY6 | 6 | 16 | 1650 | 82 | 80 | Vestas | V82-1.65 | 2011 | 50.2043 | -101.7291
Saskatchewan | Red Lily | 26.4 | RLY7 | 7 | 16 | 1650 | 82 | 80 | Vestas | V82-1.65 | 2011 | 50.236 | -101.7872
Saskatchewan | Red Lily | 26.4 | RLY8 | 8 | 16 | 1650 | 82 | 80 | Vestas | V82-1.65 | 2011 | 50.2306 | -101.7464
Saskatchewan | Red Lily | 26.4 | RLY9 | 9 | 16 | 1650 | 82 | 80 | Vestas | V82-1.65 | 2011 | 50.2372 | -101.8231
Saskatchewan | Red Lily | 26.4 | RLY10 | 10 | 16 | 1650 | 82 | 80 | Vestas | V82-1.65 | 2011 | 50.2426 | -101.8519
Saskatchewan | Red Lily | 26.4 | RLY11 | 11 | 16 | 1650 | 82 | 80 | Vestas | V82-1.65 | 2011 | 50.2476 | -101.732
Saskatchewan | Red Lily | 26.4 | RLY12 | 12 | 16 | 1650 | 82 | 80 | Vestas | V82-1.65 | 2011 | 50.2438 | -101.7521
Saskatchewan | Red Lily | 26.4 | RLY13 | 13 | 16 | 1650 | 82 | 80 | Vestas | V82-1.65 | 2011 | 50.2186 | -101.7563
Saskatchewan | Red Lily | 26.4 | RLY14 | 14 | 16 | 1650 | 82 | 80 | Vestas | V82-1.65 | 2011 | 50.2273 | -101.8037
Saskatchewan | Red Lily | 26.4 | RLY15 | 15 | 16 | 1650 | 82 | 80 | Vestas | V82-1.65 | 2011 | 50.2521 | -101.8364
Saskatchewan | Red Lily | 26.4 | RLY16 | 16 | 16 | 1650 | 82 | 80 | Vestas | V82-1.65 | 2011 | 50.2529 | -101.7707
Saskatchewan | Riverhurst Wind Farm | 10.5 | RHW1 | 1 | 3 | 3500 | 138 | 131 | Enercon | E138-3.5 | 2021 | 50.7353 | -106.9093
Saskatchewan | Riverhurst Wind Farm | 10.5 | RHW2 | 2 | 3 | 3500 | 138 | 131 | Enercon | E138-3.5 | 2021 | 50.7329 | -106.9268
Saskatchewan | Riverhurst Wind Farm | 10.5 | RHW3 | 3 | 3 | 3500 | 138 | 131 | Enercon | E138-3.5 | 2021 | 50.7368 | -106.9268
Saskatchewan | Sunbridge | 0 | SBR1 | 1 | 17 | 0 | 47 | 65 | Vestas | V47-660 | 2002 | 50.087 | -108.4117 | Turbine decommissioned 2022, original capacity was 660 kW (total project capacity was 11.22 MW)
Saskatchewan | Sunbridge | 0 | SBR2 | 2 | 17 | 0 | 47 | 65 | Vestas | V47-660 | 2001 | 50.0852 | -108.412 | Turbine decommissioned 2022, original capacity was 660 kW (total project capacity was 11.22 MW)
Saskatchewan | Sunbridge | 0 | SBR3 | 3 | 17 | 0 | 47 | 65 | Vestas | V47-660 | 2001 | 50.088 | -108.4002 | Turbine decommissioned 2022, original capacity was 660 kW (total project capacity was 11.22 MW)
Saskatchewan | Sunbridge | 0 | SBR4 | 4 | 17 | 0 | 47 | 65 | Vestas | V47-660 | 2001 | 50.0761 | -108.4226 | Turbine decommissioned 2022, original capacity was 660 kW (total project capacity was 11.22 MW)
Saskatchewan | Sunbridge | 0 | SBR5 | 5 | 17 | 0 | 47 | 65 | Vestas | V47-660 | 2001 | 50.076 | -108.4174 | Turbine decommissioned 2022, original capacity was 660 kW (total project capacity was 11.22 MW)
Saskatchewan | Sunbridge | 0 | SBR6 | 6 | 17 | 0 | 47 | 65 | Vestas | V47-660 | 2001 | 50.0796 | -108.4011 | Turbine decommissioned 2022, original capacity was 660 kW (total project capacity was 11.22 MW)
Saskatchewan | Sunbridge | 0 | SBR7 | 7 | 17 | 0 | 47 | 65 | Vestas | V47-660 | 2001 | 50.0714 | -108.3988 | Turbine decommissioned 2022, original capacity was 660 kW (total project capacity was 11.22 MW)
Saskatchewan | Sunbridge | 0 | SBR8 | 8 | 17 | 0 | 47 | 65 | Vestas | V47-660 | 2001 | 50.0799 | -108.3822 | Turbine decommissioned 2022, original capacity was 660 kW (total project capacity was 11.22 MW)
Saskatchewan | Sunbridge | 0 | SBR9 | 9 | 17 | 0 | 47 | 65 | Vestas | V47-660 | 2001 | 50.07 | -108.4203 | Turbine decommissioned 2022, original capacity was 660 kW (total project capacity was 11.22 MW)
Saskatchewan | Sunbridge | 0 | SBR10 | 10 | 17 | 0 | 47 | 65 | Vestas | V47-660 | 2001 | 50.0686 | -108.4176 | Turbine decommissioned 2022, original capacity was 660 kW (total project capacity was 11.22 MW)
Saskatchewan | Sunbridge | 0 | SBR11 | 11 | 17 | 0 | 47 | 65 | Vestas | V47-660 | 2001 | 50.0664 | -108.4178 | Turbine decommissioned 2022, original capacity was 660 kW (total project capacity was 11.22 MW)
Saskatchewan | Sunbridge | 0 | SBR12 | 12 | 17 | 0 | 47 | 65 | Vestas | V47-660 | 2001 | 50.0646 | -108.4178 | Turbine decommissioned 2022, original capacity was 660 kW (total project capacity was 11.22 MW)
Saskatchewan | Sunbridge | 0 | SBR13 | 13 | 17 | 0 | 47 | 65 | Vestas | V47-660 | 2001 | 50.0541 | -108.4243 | Turbine decommissioned 2022, original capacity was 660 kW (total project capacity was 11.22 MW)
Saskatchewan | Sunbridge | 0 | SBR14 | 14 | 17 | 0 | 47 | 65 | Vestas | V47-660 | 2001 | 50.0517 | -108.4274 | Turbine decommissioned 2022, original capacity was 660 kW (total project capacity was 11.22 MW)
Saskatchewan | Sunbridge | 0 | SBR15 | 15 | 17 | 0 | 47 | 65 | Vestas | V47-660 | 2001 | 50.0484 | -108.4275 | Turbine decommissioned 2022, original capacity was 660 kW (total project capacity was 11.22 MW)
Saskatchewan | Sunbridge | 0 | SBR16 | 16 | 17 | 0 | 47 | 65 | Vestas | V47-660 | 2001 | 50.0434 | -108.4176 | Turbine decommissioned 2022, original capacity was 660 kW (total project capacity was 11.22 MW)
Saskatchewan | Sunbridge | 0 | SBR17 | 17 | 17 | 0 | 47 | 65 | Vestas | V47-660 | 2001 | 50.0408 | -108.418 | Turbine decommissioned 2022, original capacity was 660 kW (total project capacity was 11.22 MW)
Saskatchewan | Western Lily | 20 | WLY1 | 1 | 10 | 2000 | 92 | 85 | Enercon | E92-2.0 | 2019 | 50.38 | -103.0699
Saskatchewan | Western Lily | 20 | WLY2 | 2 | 10 | 2000 | 92 | 85 | Enercon | E92-2.0 | 2019 | 50.3816 | -103.0651
Saskatchewan | Western Lily | 20 | WLY3 | 3 | 10 | 2000 | 92 | 85 | Enercon | E92-2.0 | 2019 | 50.3834 | -103.0571
Saskatchewan | Western Lily | 20 | WLY4 | 4 | 10 | 2000 | 92 | 85 | Enercon | E92-2.0 | 2019 | 50.3849 | -103.0521
Saskatchewan | Western Lily | 20 | WLY5 | 5 | 10 | 2000 | 92 | 85 | Enercon | E92-2.0 | 2019 | 50.3869 | -103.046
Saskatchewan | Western Lily | 20 | WLY6 | 6 | 10 | 2000 | 92 | 85 | Enercon | E92-2.0 | 2019 | 50.389 | -103.0408
Saskatchewan | Western Lily | 20 | WLY7 | 7 | 10 | 2000 | 92 | 85 | Enercon | E92-2.0 | 2019 | 50.3837 | -103.0268
Saskatchewan | Western Lily | 20 | WLY8 | 8 | 10 | 2000 | 92 | 85 | Enercon | E92-2.0 | 2019 | 50.3873 | -103.017
Saskatchewan | Western Lily | 20 | WLY9 | 9 | 10 | 2000 | 92 | 85 | Enercon | E92-2.0 | 2019 | 50.3918 | -103.0129
Saskatchewan | Western Lily | 20 | WLY10 | 10 | 10 | 2000 | 92 | 85 | Enercon | E92-2.0 | 2019 | 50.3942 | -103.0094
Yukon | Haeckel Hill | 0 | HAH1 | 1 | 2 | 0 | 23 | 30 | Bonus | B23/150 | 1993 | 60.7488 | -135.2293 | Turbine decommissioned in 2018, original capacity was 150 kW
Yukon | Haeckel Hill | 0 | HAH2 | 2 | 2 | 0 | 47 | 37 | Vestas | V47 | 2000 | 60.7487 | -135.2317 | Turbine decommissioned in 2023, original capacity was 660 kW
Yukon | Haeckel Hill-Thay T’äw Wind Energy Project | 4 | HTT1 | 1 | 4 | 1000 | 61 | 46 | EWT | EWT DW61 | 2023 | 60.7488 | -135.2291
Yukon | Haeckel Hill-Thay T’äw Wind Energy Project | 4 | HTT2 | 2 | 4 | 1000 | 61 | 46 | EWT | EWT DW61 | 2023 | 60.7487 | -135.232
Yukon | Haeckel Hill-Thay T’äw Wind Energy Project | 4 | HTT3 | 3 | 4 | 1000 | 61 | 46 | EWT | EWT DW61 | 2023 | 60.7484 | -135.2353
Yukon | Haeckel Hill-Thay T’äw Wind Energy Project | 4 | HTT4 | 4 | 4 | 1000 | 61 | 46 | EWT | EWT DW61 | 2023 | 60.7487 | -135.2383
Yukon | Lhu'ààn Mân N'tsi | 0.9 | LMN1 | 1 | 1 | 900 | 54 | 50 | EWT | DW-54 | 2024 | 61.2853 | -138.842 | Commissioned 2024, underwent maintenance and upgrades during 2025